## Cover Sheet
4th Floor 15 Colmore Row Birmingham B3 2BH Tel +44 (0)121 262 2720
Project Title | [6 empty] | Project Number
ODN56 Penthouse | [6 empty] | 1029161
System Title | [6 empty] | System Number
[BDF-1-A] Tray/Ladder Containment Calculation | [6 empty] | Internal-E-1303
Quality Control
Key Assumptions, Criteria & References. |  | Revision History
| 1 | Revision | Date |  | Stage/ Purpose of issue
2
3
4
5
6
| 7 | Table of Contents
| 8 | 1
| 9 | 2
| 10 | 3
| 11 | 4
| 12 | 5
Beta Testing Feedback
These schedules have been developed for Beta testing with the plan to take them forward as a Cundall Techcomm standard template in the near future. We are actively seeking feedback from all engineers to improve quality and user friendliness and would welcome any comments. Please direct all feedback to either.. |  |  |  | Dan Appleby |  | d.appleby@cundall.com
|  |  |  | Rob Van Zyl |  | r.vanzyl@cundall.com

## Guidance Notes
Guidance Notes
Contents;
1 | Introduction.
1.1 | Purpose.
1.2 | Sheet list.
1.3 | Engineer input.
1.4 | Cell and sheet locks.
2 | Basic Completion Guide.
2.1 | Completion Notes.
2.2 | Stage 3.
2.3 | Stage 4.
3 | Cable Routing Tables.
3.1 | Important Note.
3.2 | Importing to AutoCAD.
3.3 | Importing to Revit.
4 | Warnings and Errors.
4.1 | Cable selection errors.
4.2 | Containment selection errors.
4.3 | Bending radius warnings.
4.4 | Using Trefoil or Quad cleat arrangements.
5 | Adding or Amending Data.
5.1 | How to add or change cable data.
5.2 | Calculation limits.
6 | Deliverable Example.
6.1 | Containment Drawing.
6.2 | Cable Routing Schedule.
1.0 Introduction;
1.1 | Purpose.
This calculation schedule has been created to assist engineers in specifically sizing mains/sub mains cable containment and provide useful cable routing tables to form part of a standard approach to our containment package deliverables. The added benefit of this schedule is for tracking and verifying design routes and any ongoing design changes or when a projects engineer has changed. It should be noted that this is a tool for Cundall internal design and verification only and should not be issued to external parties in its native format. If you have ideas, suggestions or improvements to the schedule please email d.appleby@cundall.com
1.2 | Sheet list.
| Stage 3 | Recommended for projects up to RIBA Stage 3 or equivalent in gaining an approximate size of containment.
| Stage 4 (S) | Recommended for projects from RIBA Stage 4 or equivalent and above. This sheet is more detailed than that of the Stage 3 template and requires the engineer to insert each cable into the templates. Further options on installation method are added and enables the generation of cable routing tables. This schedule in particular will allow up to 10no. Cables per Tray/Ladder calculation.
| Stage 4 (M) | As above but with an increased cable capacity of 20no. Total.
| Stage 4 (L) | As above but with an increased cable capacity of 30no. Total.
| Exports | Cable routing schedules generated from the information input into the Stage 4 templates. These are set up to be exported / copied into AutoCAD.
| Data | All cable, containment, weights and cleat information used in the calculations are stored on this sheet as well as a note on where the information has come from. In addition there are some safe maximum loading tables copied from the manufacturer for reference as well as standard 90deg radius sets.
1.3 | Engineer input.
The schedule has been created to automate the sizing process as far as practical. This therefore does mean that certain options are not included in the calculations that will require the engineer to override for their specific use. Below is a list of variables the engineer will need to consider that the schedule will not account for;
| 1.3.1 | Automatic cable spacing arrangements (touching, spaced x 1, x 2 etc). This is not a simple case of duplicating the diameter spacing so the schedule at the moment excludes this option as it gave out a number of inaccuracies depending on cable type and installation method. It is therefore expected for the engineer to make any necessary adjustments within the installation allowance option. This is expanded on within the Basic Completion Guide below.
| 1.3.2 | All loading information is an approximate figure for guidance only and does not include for support bracketry due to variance in standard installation distances.
| 1.3.3 | Engineer is aware of maximum bending radii of cables and checks the radius bends on the containment type is suitable / available.
| 1.3.4 | Engineer is aware and makes suitable allowance for the losses that will occur, particularly on bends, in the spare capacity section in regards to note (3)
| 1.3.5 | Engineer is aware of maximum safe loading. Tables have been added to the sheet named Data for reference.
| 1.3.6 | Calculations of weights are based on hot dip galvanised selections only.
| 1.3.7 | The schedule was created for the use of mains/sub mains cabling only.
| 1.3.8 | Offsetting cleat arrangements to reduce the overall sizing required is not included for. It is therefore expected for the engineer to make any necessary adjustments within the installation allowance option. This is expanded on within the Basic Completion Guide below.
| 1.3.9 | Only common cable types, sizes and containment sizes have been used in this template. Engineers will need to insert any additional data applicable to their project within the sheet named Data.
1.4 | Cell and sheet locks.
| 1.4.1 | All calculation or reference cells are locked by default. This is to protect you from accidentally deleting a formula when inserting or copying and pasting cells.
| 1.4.2 | The Export sheet is locked by default as this replicates the information input elsewhere and shouldn't be modified.
| 1.4.3 | Sheets by default are locked of all formatting including inserting columns and rows to prevent formulas breaking and keeping the document consistent across all projects. Templates have been added to provide you with enough containment variations with Stage 3 calculations allowing up to 10 cable types per containment run and Stage 4 calculations allowing up to 10, 20 or 30 individual cables per run.
| 1.4.4 | If for any reason you need to unlock the sheets you can freely do so via 'File' and 'Protect Workbook' - there is no password protection but this is to be done at your own risk.
2.0 Basic Completion Guide;
2.1 | Completion Notes.
Stage 3 sheets are a quick way to determine an approximate size for earlier stage projects and take little time to complete. Stage 4 sheets will take more time to complete due to the additional variables the engineer is to consider. However this only applies to the first set of routes directly from your main switchboard(s). All branch variations downstream will just be a copy and paste exercise with the relevant cables removed which will significantly reduce the time required to fill in and populate. When using the copy and paste function its recommended to right click "paste as values" as this will maintain the sheet formatting. A good number of blank templates are set up to be used (50+) but depending on the size of the project, quantity of cables and containment systems you may run out of space trying to put everything in one file. For larger projects it's recommended to save separate files for each system rather than adding additional rows as the file size and exporting times will increase.
2.2 | Stage 3.
[7 empty] | INPUT: | NOTES:
| General |  | Containment Table Ref. |  |  | LV-01 | Engineer | Unique reference number to be inserted for each set - specifically used for cable routing schedules.
|  |  | Mark Up / Drawing Ref. |  |  | SK-E-(65)-100 | Engineer | If you've designed the routing via a mark up in Bluebeam use this to reference documents used.
|  |  | Floor Level |  |  | Ground | Engineer | Insert floor level for reference.
| Cable Types: |  |  |  |  | 7No. 4c SWA's. | Engineer | This can be left blank or used as a reference for the cable type used example shown.
|  |  | Cable Type |  |  | Cu/XLPE/LSZH/SWA/LSZH | Engineer | Drop down selection.
|  |  | No. of Cores |  |  | 4c | Engineer | Drop down selection. | TRUE | TRUE
|  |  | Cross Sectional Area |  |  | 25mm | Engineer | Drop down selection. | 0 | 0
|  |  | No. of Cables |  |  | 7 | Engineer | Insert quantity. | TRUE | TRUE
|  |  | Nominal Diameter |  | Includes No. of. | 182.7 | Auto (Locked) | Automatically populated based on type, cores, size and quantity. | 0 | 0
|  |  | Minimum Bend Radius |  |  | 208.8 | Auto (Locked) | Automatically populated based on type, cores and size. | TRUE | TRUE
|  |  | Installation allowance |  | mm per cable | 20 | Engineer | This is where the engineer needs to insert cable spacing distance depending on cable calculation arrangement whether touching, spaced etc. This can also be used as a + or - override. Any engineer specific overrides should be added into the 'Notes' section for checking/QA and tracking purposes. | 0 | TRUE
|  |  | Cable Weight |  | Kg/M | 15.12 | Auto (Locked) | Automatically populated based on type, cores, size and quantity. | 0 | 0
[9 empty] | TRUE | TRUE
| Weight |  | Containment Type |  |  | Cable Ladder | Engineer | Drop down selection (Tray or Ladder) | 0 | TRUE
|  |  | Duty |  |  | Heavy Duty | Engineer | Drop down selection (Heavy Duty or Extra Heavy Duty)
|  |  | Containment |  | Kg/M | 16.3 | Auto (Locked) | Automatically populated based on Containment Type and Duty
|  |  | Cable(s) |  | Kg/M | 20 | Auto (Locked) | Automatically populated based on total of cable weights.
|  |  | Total Weight |  | Kg/M | 36.3 | Auto (Locked) | Automatically populated based on Containment kg/M, Cable(s) kg/M & Spare Capacity allowance.
| Containment Size |  | Spare capacity |  | % | 30% | Engineer | Insert capacity. Default set to 30%.
|  |  | Tray Space Required. |  | mm | 322.7 | Auto (Locked) | Automatically populated based on total of all cable data inserted and installation arrangement offset values
|  |  | Tray Space Inc. Spare |  | mm | 419.51 | Auto (Locked) | Automatically populated based on above plus spare capacity allowance.
|  |  | Size |  | Width | 450 | Auto (Locked) | Automatically populated with nearest available size.
2.3 | Stage 4.
[7 empty] | INPUT: | NOTES:
| General |  | Containment Table Ref. |  |  | LV-01 | Engineer | Unique reference number to be inserted for each set - specifically used for cable routing schedules.
|  |  | Floor Level |  |  | Ground | Engineer | Insert floor level for reference.
| Cable Reference: |  |  |  |  | LV-01-01 | Engineer | Cable reference as per your projects naming convention to match ProDesign and your schematics / schedules. |  |  | Containment logic calc
| Cable |  | Supply From |  | Origin panel ref | LV-01 | Engineer | Switchgear reference as per your projects naming convention. |  |  | TRUE | TRUE
|  |  | Supply To |  | End point ref | DB-01 | Engineer | Switchgear reference as per your projects naming convention. |  |  | 0 | 0
|  |  | Cable Type |  |  | Cu/XLPE/LSZH/SWA/LSZH | Engineer | Drop down selection. |  |  | TRUE | 0
|  |  | No. of Cores |  |  | 4c | Engineer | Drop down selection. |  |  | TRUE | TRUE
|  |  | Cross Sectional Area |  |  | 120mm | Engineer | Drop down selection. |  |  | 0 | 0
|  |  | Cables in circuit |  |  | 1 | Engineer | Insert quantity. |  |  | TRUE | TRUE
|  |  | Nominal Diameter |  |  | 47.1 | Auto (Locked) | Automatically populated based on type, cores, size and quantity in circuit. |  |  | 0 | 0
|  |  | Minimum Bend Radius |  |  | 376.8 | Auto (Locked) | Automatically populated based on type, cores and size. |  |  | TRUE | TRUE
|  |  | Installation allowance |  | mm per cable | 10 | Engineer | This is where the engineer needs to insert cable spacing distance depending on cable calculation arrangement whether touching, spaced etc. This can also be used as a + or - override. Any engineer specific overrides should be added into the 'Notes' section for checking/QA and tracking purposes. An example to override is if you are to stagger the cable cleat arrangements to save space you will want to offset the correction value every other cable. Be aware that the value inserted here is per no. of cables in circuit. |  |  | 0 | TRUE
|  |  | Cable Weight |  | Kg/M | 7.4 | Auto (Locked) | Automatically populated based on type, cores, size and quantity in circuit
| Installation Arrangement |  | Arrangement |  | Single/Trefoil/Quad | Single | Engineer | Drop down selection.
|  |  | Cleat Width |  |  | 72 | Auto (Locked) | Automatically populated based on type, cores, size and cleat arrangement.
|  |  | Correction value |  |  | 24.9 | Auto (Locked) | Automatically populated. This is to offset the total width required positive or negative depending on cleat arrangement and cable size.
| Type/Weight |  | Containment Type |  |  | Cable Tray | Engineer | Drop down selection (Tray or Ladder)
|  |  | Duty |  |  | Heavy Duty | Engineer | Drop down selection (Heavy Duty or Extra Heavy Duty)
|  |  | Containment |  | Kg/M | 2 | Auto (Locked) | Automatically populated based on Containment Type and Duty
|  |  | Cable(s) |  | Kg/M | 7.4 | Auto (Locked) | Automatically populated based on total of cable weights.
|  |  | Total Weight |  | Kg/M | 12.22 | Auto (Locked) | Automatically populated based on Containment kg/M, Cable(s) kg/M & Spare Capacity allowance.
| Containment Size |  | Spare capacity |  | % | 30% | Engineer | Insert capacity. Default set to 30%.
|  |  | Tray Space Required. |  | mm | 82 | Auto (Locked) | Automatically populated based on total of all cable data inserted and installation arrangement offset values
|  |  | Tray Space Inc. Spare |  | mm | 106.6 | Auto (Locked) | Automatically populated based on above plus spare capacity allowance.
|  |  | Size |  | Width | 150 | Auto (Locked) | Automatically populated with nearest available size.
3.0 Cable Routing Tables;
3.1 | Important Note.
There are instructions below on how to import the exports tab into AutoCAD and Revit. The preference and easier / less time consuming way is directly into AutoCAD at the moment but be aware depending on how large the cell array to import is can take up to 15mins to xref into the drawing. It is important to not issue this schedule in its native format as it is a design tool only and not to be used by the contractor / other parties as a construction installation point of reference. The majority of projects we will only issue PDF files which is fine. However when the tables are inserted as an Xref into the drawing the file will be accessible should you need to issue native AutoCAD drawings as part of your deliverables. Therefore you need to ensure you use the 'explode' command on the tables within AutoCAD to remove all links to this schedule before issuing. Let technicians do this process if you don't understand the procedure.
3.2 | Importing to AutoCAD.
You should use a technician to assist in creating the drawings and importing from this schedule. A list of instructions are listed below should you need to do these yourself.
| 3.2.1 | Excel Export to AutoCAD
| - | Open AutoCAD
| - | Either type "table" and press enter/spacebar or on the toolbar go to "Draw" then "Table".
| - | From insert options choose "From a data link"
| - | Select the box below "Launch the Data Link Manager Dialog"
| - | Click "Create a new Excel data Link"
| - | Enter a name for the table.
| - | Browse for the excel file you want to import. Note - Ensure it is within the relevant project calculation folder.
| - | In link options use the drop down box to select the "Exports" sheet.
| - | Option;
| - | Either link the entire sheet (not recommended as this will take a considerable amount of time to import).
| - | Or, specify the cell range you wish to import.
| - | Once chosen above click "OK" at the bottom of the dialog box.
| - | Select your named link in the list and clock "OK" on the "Select a Data Link" dialog box.
| - | Click "OK" on the "Insert Table" dialog box.
| - | Click where you want the table to be imported to.
| - | As long as the table is not "exploded" in AutoCAD the link will work the same as an Xref. If you change the Excel document the link can be reloaded to update the drawing.
| 3.2.2 | Table Formatting in AutoCAD and Removing Excel Gridlines
| - | Either type the command "tablestyle" and press enter/spacebar. Or on the toolbar go to "Format" then "Table Style"
| - | In the "Table Style" dialog box create a new style or click the modify button.
| - | On the right hand side there is a Cell Styles drop box selection. This contains "title", "header" and "data" as selectable options.
| - | Go through all of these options individually and beneath the cell styles selection click "borders".
| - | To remove the click the "no borders" option on the far right.
| - | Once you have changed for "title", "header" and "data" click OK and close.
| - | The table(s) will now appear halftone, but more importantly will no longer be visible when printed.
| - | Draw your own borders to suit and adjust viewports to show the relevant tables you need.
3.3 | Importing to Revit.
Not recommended at the moment - to be developed / expanded on by technicians. Currently to work you have to go import to AutoCAD and then import the drawing into Revit which is not ideal and doubles the work involved. The positive of this method though is it does then reduce the risk of issuing out the native schedule by accident which is possible if sending out native AutoCAD drawings and not removing the links correctly. Get a technician to do this process into Revit should your project require it.
4.0 Warnings and Errors;
A set of sample warnings or error situations that may occur and how to resolve them have been sampled below. Any cells that highlight red have an error to be resolved which is linked to user error. Any cells that highlight orange are advisory warnings only as a reminder to the engineer. These can be ignored if OK.
4.1 | Cable selection errors.
| General |  | Containment Table Ref.
Floor Level
Cable Reference:
| Cable |  | Supply From |  | Origin panel ref | [6 empty] | #N/A | #N/A
|  |  | Supply To |  | End point ref | [6 empty] | #N/A | #N/A
|  |  | Cable Type |  |  | Cu/XLPE/LSZH/SWA/LSZH | [5 empty] | #N/A | #N/A
|  |  | No. of Cores |  |  | 1c | [5 empty] | #N/A | #N/A
|  |  | Cross Sectional Area |  |  | 70mm | [5 empty] | #N/A | #N/A
|  |  | Cables in circuit |  |  | 1 | [5 empty] | #N/A | #N/A
|  |  | Nominal Diameter |  |  | #N/A | You will get multiple errors if you have not selected a compatible Cable Type to No. of Cores. In this example a steel wired armoured cable has been selected (used for multicore construction) but single core has been selected. |  |  |  |  | #N/A | #N/A
|  |  | Minimum Bend Radius |  |  | #N/A | [5 empty] | #N/A | #N/A
|  |  | Installation allowance |  | mm per cable | [6 empty] | #N/A | #N/A
|  |  | Cable Weight |  | Kg/M | #N/A
| Installation Arrangement |  | Arrangement | Cable Spacing | Single/Trefoil/Quad | Single
|  |  | Cleat Width | Cleat Width |  | #N/A
|  |  | Correction value |  |  | #N/A
| Type/Weight |  | Containment Type |  |  | Cable Tray
|  |  | Duty |  |  | Heavy Duty
|  |  | Containment |  | Kg/M | #N/A
|  |  | Cable(s) |  | Kg/M | #N/A
|  |  | Total Weight |  | Kg/M | #N/A
| Containment Size |  | Spare capacity |  | % | 30%
|  |  | Tray Space Required. |  | mm | #N/A
|  |  | Tray Space Inc. Spare |  | mm | #N/A
|  |  | Size |  | Width | #N/A
4.2 | Containment selection errors.
| General |  | Containment Table Ref.
Floor Level
Cable Reference:
| Cable |  | Supply From |  | Origin panel ref | [6 empty] | TRUE | TRUE
|  |  | Supply To |  | End point ref | [6 empty] | 0 | 0
|  |  | Cable Type |  |  | Cu/XLPE/LSZH/AWA/LSZH | [5 empty] | TRUE | TRUE
|  |  | No. of Cores |  |  | 1c | [5 empty] | 0 | 0
|  |  | Cross Sectional Area |  |  | 95mm | [5 empty] | TRUE | TRUE
|  |  | Cables in circuit |  |  | 6 | [5 empty] | 0 | 0
|  |  | Nominal Diameter |  |  | 133.8 | [5 empty] | TRUE | TRUE
|  |  | Minimum Bend Radius |  |  | 178.4 | [5 empty] | 0 | TRUE
|  |  | Installation allowance |  | mm per cable | 60 | [5 empty] | 0 | TRUE
|  |  | Cable Weight |  | Kg/M | 7.44
| Installation Arrangement |  | Arrangement | Cable Spacing | Single/Trefoil/Quad | Trefoil
|  |  | Cleat Width | Cleat Width |  | 120
|  |  | Correction value |  |  | -13.8
| Type/Weight |  | Containment Type |  |  | Cable Tray
|  |  | Duty |  |  | Extra Heavy Duty
|  |  | Containment |  | Kg/M | #N/A | These will flag as an error if a size required (in this case 750mm) is not available in the Containment Type and Duty selections. I.e. Extra heavy duty cable tray only sizes up to 600mm. Refer to the Data sheet for reference. You may need to increase the spare capacity or add additional tolerance in the installation allowance when the error occurs for Cable Ladder in the 225mm range (which does not exist).
|  |  | Cable(s) |  | Kg/M | 7.44
|  |  | Total Weight |  | Kg/M | #N/A
| Containment Size |  | Spare capacity |  | % | 30%
|  |  | Tray Space Required. |  | mm | 480
|  |  | Tray Space Inc. Spare |  | mm | 624
|  |  | Size |  | Width | 750
4.3 | Bending radius warnings.
| General |  | Containment Table Ref.
Floor Level
Cable Reference:
| Cable |  | Supply From |  | Origin panel ref | [6 empty] | TRUE | TRUE
|  |  | Supply To |  | End point ref | [6 empty] | 0 | 0
|  |  | Cable Type |  |  | Cu/XLPE/LSZH/SWA/LSZH | [5 empty] | TRUE | TRUE
|  |  | No. of Cores |  |  | 4c | [5 empty] | 0 | TRUE
|  |  | Cross Sectional Area |  |  | 95mm | [5 empty] | 0 | 0
|  |  | Cables in circuit |  |  | 1 | [5 empty] | TRUE | TRUE
|  |  | Nominal Diameter |  |  | 41.7 | [5 empty] | 0 | 0
|  |  | Minimum Bend Radius |  |  | 333.6 | A warning for bending radius will appear in yellow as a reminder. It does not necessarily mean the selected cable containment is a problem but for the engineer to check and verify. The tolerances to flag are as the following rules; - Cable Tray with cable bend radius exceeding 180mm - Cable Ladder with cable bend radius exceeding 300mm Refer to the data sheet for a table of sizes based on a manufacturer. |  |  |  |  | TRUE | TRUE
|  |  | Installation allowance |  | mm per cable | 60 | [5 empty] | 0 | TRUE
|  |  | Cable Weight |  | Kg/M | 5.6
| Installation Arrangement |  | Arrangement | Cable Spacing | Single/Trefoil/Quad | Single
|  |  | Cleat Width | Cleat Width |  | 63
|  |  | Correction value |  |  | 21.3
| Type/Weight |  | Containment Type |  |  | Cable Tray
|  |  | Duty |  |  | Extra Heavy Duty
|  |  | Containment |  | Kg/M | 13
|  |  | Cable(s) |  | Kg/M | 5.6
|  |  | Total Weight |  | Kg/M | 24.18
| Containment Size |  | Spare capacity |  | % | 30%
|  |  | Tray Space Required. |  | mm | 123
|  |  | Tray Space Inc. Spare |  | mm | 159.9
|  |  | Size |  | Width | 225
4.4 | Using Trefoil or Quad cleat arrangements.
| General |  | Containment Table Ref.
Floor Level
Cable Reference:
| Cable |  | Supply From |  | Origin panel ref | [6 empty] | #VALUE! | #VALUE!
|  |  | Supply To |  | End point ref | [6 empty] | #VALUE! | #VALUE!
|  |  | Cable Type |  |  | Cu/XLPE/LSZH/AWA/LSZH | [5 empty] | #VALUE! | #VALUE!
|  |  | No. of Cores |  |  | 1c | [5 empty] | #VALUE! | #VALUE!
|  |  | Cross Sectional Area |  |  | 95mm | [5 empty] | #VALUE! | #VALUE!
|  |  | Cables in circuit |  |  | 5 | This will flag as an error if you have selected Trefoil or Quad arrangement for single cores but have not inserted the correct divisible quantity. |  |  |  |  | #VALUE! | #VALUE!
|  |  | Nominal Diameter |  |  | 111.5 | [5 empty] | #VALUE! | #VALUE!
|  |  | Minimum Bend Radius |  |  | 178.4 | [5 empty] | #VALUE! | #VALUE!
|  |  | Installation allowance |  | mm per cable | 20 | [5 empty] | #VALUE! | #VALUE!
|  |  | Cable Weight |  | Kg/M | 6.2
| Installation Arrangement |  | Arrangement | Cable Spacing | Single/Trefoil/Quad | Quadcleat
|  |  | Cleat Width | Cleat Width |  | #VALUE! | This will flag as an error if you have selected Trefoil or Quad arrangement that is not available in the selected cable size.
|  |  | Correction value |  |  | #VALUE!
| Type/Weight |  | Containment Type |  |  | Cable Tray
|  |  | Duty |  |  | Extra Heavy Duty
|  |  | Containment |  | Kg/M | #N/A
|  |  | Cable(s) |  | Kg/M | 6.2
|  |  | Total Weight |  | Kg/M | #N/A
| Containment Size |  | Spare capacity |  | % | 30%
|  |  | Tray Space Required. |  | mm | #VALUE!
|  |  | Tray Space Inc. Spare |  | mm | #VALUE!
|  |  | Size |  | Width | #VALUE!
5.0 Adding or Amending Data;
5.1 | How to add or change cable data.
On the data sheet there is an existing table of cable data that has been inserted. To add a new type just scroll to the bottom of the table and fill out all columns in the same format.
Cleat sizes can be input by using the reference tables found on the same sheet;
Once you've filled out the table you then need to add the cable type into the Lists section. Ensure the cable type in the Lists and Cable Data tables are the same.
5.2 | Calculation limits.
| 5.2.1 | New cable data can be inserted up to row 10,000.
| 5.2.2 | 12no. Additional cable types can be inserted into the lists function without having to modify anything. This is only restricted to avoid long drop lists. If there are a number of cables you need to add or remove you can amend the cable specification list to suit the types you require (21no. variants max). There is no need to delete information in the cable data table.
| 5.2.3 | Only common types of containment sizes are used in the calculations which are within the Containment Data Table. Additional sizes and types can be added to the bottom of the table as the formulas currently work up to 1,000 rows.
6.0 Deliverable Example;
6.1 | Containment Drawing.
By using unique references and amending the standard containment tag we use within Revit, we can now see the designed cable routing, which not only helps us for verifying design but assists the contractor on particularly large or complex routing systems. The unique tags in the example below, via red circles, can be seen next to the containment type - "ref-no". These then tie up with the cable routing tables that would be issued alongside the containment drawings. It's important that if you are getting technicians to do the modelling that your mark ups, preferably in Bluebeam using layers, are clearly indicating all branches with references. A snap shot of a mark up and of a finished drawing has been provided below.
6.2 | Cable Routing Schedule.
Note that these are cable routing tables only which show key information for routing purposes. Sizes of cables, types or containment sizes etc are not shown to minimise amendments during the design process and removes the risk with document discrepancies. For example your routing is likely to stay the same once designed although a cable size may change increasing/decreasing the containment size etc - this is shown on your containment layout drawing(s) and within your cable schedule(s) and therefore is not required to be shown again within these tables. The tables therefore only indicate; - What the reference table is in correlation with the drawing tag. - Where the cable comes from. - Where the cable goes to. - Unique cable reference (to match your ProDesign and Schematics). Below is an example of tables exported from this schedule into AutoCAD which correlates with the unique referencing used on the drawing plans as shown above.
| End. |  | Delete this sheet if you no longer require it to reduce file size.

## Stage 4 - Small
Project Title |  |  |  | ODN56 Penthouse |  |  |  | FOR INTERNAL USE ONLY. DO NOT ISSUE TO EXTERNAL PARTIES.
Project Number |  |  |  | 1029161
System Title |  |  |  | [BDF-1-A] Tray/Ladder Containment Calculation | [6 empty] | System Number | Internal-E-1303
General | Containment Table Ref. |  |  | [BDF-1-A-01]
| Floor Level |  |  | GROUND | [9 empty] | [BDF-1-A-01]
Cable Reference: |  |  |  | PDU-N1-3-2 | PDU-N1-3-2 (CPC) | PDU-N1-3-3 | PDU-N1-3-3 (CPC) | PDU-N1-4-3 | PDU-N1-4-3 (CPC) | PDU-N1-5-1 | PDU-N1-5-1 (CPC) |  |  | From | To | Cable Reference | Containment logic calc
[14 empty] | PDU-N1-3 | RB-BDF1-02-2A | PDU-N1-3-2
Cable | Supply From |  | Origin panel ref | PDU-N1-3 | PDU-N1-3 | PDU-N1-3 | PDU-N1-3 | PDU-N1-4 | PDU-N1-4 | PDU-N1-5 | PDU-N1-5 |  |  | PDU-N1-3 | RB-BDF1-02-2A | PDU-N1-3-2 (CPC) | TRUE | TRUE
| Supply To |  | End point ref | RB-BDF1-02-2A | RB-BDF1-02-2A | RB-BDF1-03-1A | RB-BDF1-03-1A | RB-BDF1-03-3A | RB-BDF1-03-3A | RB-BDF1-02-4A | RB-BDF1-02-4A |  |  | PDU-N1-3 | RB-BDF1-03-1A | PDU-N1-3-3 | 0 | 0
| Cable Type |  |  | N2XH Enhanced Flex | Cu/LSZH 6491B (CPC) | N2XH Enhanced Flex | Cu/LSZH 6491B (CPC) | N2XH Enhanced Flex | Cu/LSZH 6491B (CPC) | N2XH Enhanced Flex | Cu/LSZH 6491B (CPC) |  |  | PDU-N1-3 | RB-BDF1-03-1A | PDU-N1-3-3 (CPC) | TRUE | TRUE
| No. of Cores |  |  | 4c | 1c | 4c | 1c | 4c | 1c | 4c | 1c |  |  | PDU-N1-4 | RB-BDF1-03-3A | PDU-N1-4-3 | 0 | 0
| Cross Sectional Area |  |  | 120mm | 50mm | 120mm | 50mm | 120mm | 50mm | 120mm | 50mm |  |  | PDU-N1-4 | RB-BDF1-03-3A | PDU-N1-4-3 (CPC) | TRUE | TRUE
| Cables in circuit |  |  | 1 | 1 | 1 | 1 | 1 | 1 | 1 | 1 |  |  | PDU-N1-5 | RB-BDF1-02-4A | PDU-N1-5-1 | 0 | 0
| Nominal Diameter |  |  | 45.9 | 13.2 | 45.9 | 13.2 | 45.9 | 13.2 | 45.9 | 13.2 | 0 | 0 | PDU-N1-5 | RB-BDF1-02-4A | PDU-N1-5-1 (CPC) | TRUE | 0
| Minimum Bend Radius |  |  | 367.2 | 105.6 | 367.2 | 105.6 | 367.2 | 105.6 | 367.2 | 105.6 | 0 | 0 | 0 | 0 | 0 | TRUE | TRUE
| Installation allowance |  | mm per cable | [10 empty] | 0 | 0 | 0 | 0 | TRUE
| Cable Weight |  | Kg/M | 5.561 | 0.51 | 5.561 | 0.51 | 5.561 | 0.51 | 5.561 | 0.51 | 0 | 0
Installation Arrangement | Arrangement | Cable Spacing | Single/Trefoil/Quad | Single | Single | Single | Single | Single | Single | Single | Single
| Cleat Width | Cleat Width |  | 63 | 0 | 63 | 0 | 63 | 0 | 63 | 0 | 0 | 0
| Correction value |  |  | 17.1 | 0 | 17.1 | 0 | 17.1 | 0 | 17.1 | 0 | 0 | 0
Type/Weight | Containment Type |  |  | Cable Ladder
| Duty |  |  | Heavy Duty |  | Notes:
| Containment |  | Kg/M | 18.5
| Cable(s) |  | Kg/M | 24.284
| Total Weight |  | Kg/M | 68.4544
Containment Size | Spare capacity |  | % | 60%
| Tray Space Required. |  | mm | 304.8
| Tray Space Inc. Spare |  | mm | 487.68
| Size |  | Width | 600
General | Containment Table Ref. |  |  | [BDF-1-A-03]
| Floor Level |  |  | GROUND | [9 empty] | [BDF-1-A-03]
Cable Reference: |  |  |  | MSB-N3-06 | MSB-N3-06 (CPC) | [8 empty] | From | To | Cable Reference | Containment logic calc
[14 empty] | MSB-N3 | SPRINKLER MCCP ADMIN | MSB-N3-06
Cable | Supply From |  | Origin panel ref | MSB-N3 | MSB-N3 | [8 empty] | MSB-N3 | SPRINKLER MCCP ADMIN | MSB-N3-06 (CPC) | TRUE | TRUE
| Supply To |  | End point ref | SPRINKLER MCCP ADMIN | SPRINKLER MCCP ADMIN | [8 empty] | 0 | 0 | 0 | 0 | 0
| Cable Type |  |  | FP600S | Cu/LSZH 6491B (CPC) | [8 empty] | 0 | 0 | 0 | TRUE | TRUE
| No. of Cores |  |  | 4c | 1c | [8 empty] | 0 | 0 | 0 | 0 | 0
| Cross Sectional Area |  |  | 185mm | 240mm | [8 empty] | 0 | 0 | 0 | TRUE | TRUE
| Cables in circuit |  |  | 3 | 1 | [8 empty] | 0 | 0 | 0 | 0 | TRUE
| Nominal Diameter |  |  | 176.4 | 26.5 | 0 | 0 | 0 | 0 | 0 | 0 | 0 | 0 | 0 | 0 | 0 | 0 | 0
| Minimum Bend Radius |  |  | 470.4 | 212 | 0 | 0 | 0 | 0 | 0 | 0 | 0 | 0 | 0 | 0 | 0 | TRUE | TRUE
| Installation allowance |  | mm per cable | [10 empty] | 0 | 0 | 0 | 0 | TRUE
| Cable Weight |  | Kg/M | 31.5 | 2.49 | 0 | 0 | 0 | 0 | 0 | 0 | 0 | 0
Installation Arrangement | Arrangement | Cable Spacing | Single/Trefoil/Quad | Single | Single
| Cleat Width | Cleat Width |  | 237 | 0 | 0 | 0 | 0 | 0 | 0 | 0 | 0 | 0
| Correction value |  |  | 60.6 | 0 | 0 | 0 | 0 | 0 | 0 | 0 | 0 | 0
Type/Weight | Containment Type |  |  | Cable Ladder
| Duty |  |  | Heavy Duty |  | Notes:
| Containment |  | Kg/M | 16.3
| Cable(s) |  | Kg/M | 33.99
| Total Weight |  | Kg/M | 65.377
Containment Size | Spare capacity |  | % | 30%
| Tray Space Required. |  | mm | 263.5
| Tray Space Inc. Spare |  | mm | 342.55
| Size |  | Width | 450
General | Containment Table Ref. |  |  | [BDF-1-A-05]
| Floor Level |  |  | GROUND | [9 empty] | [BDF-1-A-05]
Cable Reference: |  |  |  | PDU-N1-3-3 | PDU-N1-3-3 (CPC) | PDU-N3-6-3 | PDU-N3-6-3 (CPC) | [6 empty] | From | To | Cable Reference | Containment logic calc
[14 empty] | PDU-N1-3 | RB-BDF1-03-1A | PDU-N1-3-3
Cable | Supply From |  | Origin panel ref | PDU-N1-3 | PDU-N1-3 | PDU-N3-6 | PDU-N3-6 | [6 empty] | PDU-N1-3 | RB-BDF1-03-1A | PDU-N1-3-3 (CPC) | TRUE | TRUE
| Supply To |  | End point ref | RB-BDF1-03-1A | RB-BDF1-03-1A | RB-BDF1-02-1A | RB-BDF1-02-1A | [6 empty] | PDU-N3-6 | RB-BDF1-02-1A | PDU-N3-6-3 | 0 | 0
| Cable Type |  |  | N2XH Enhanced Flex | Cu/LSZH 6491B (CPC) | N2XH Enhanced Flex | Cu/LSZH 6491B (CPC) | [6 empty] | PDU-N3-6 | RB-BDF1-02-1A | PDU-N3-6-3 (CPC) | TRUE | TRUE
| No. of Cores |  |  | 4c | 1c | 4c | 1c | [6 empty] | 0 | 0 | 0 | 0 | 0
| Cross Sectional Area |  |  | 120mm | 50mm | 120mm | 50mm | [6 empty] | 0 | 0 | 0 | TRUE | 0
| Cables in circuit |  |  | 1 | 1 | 1 | 1 | [6 empty] | 0 | 0 | 0 | TRUE | TRUE
| Nominal Diameter |  |  | 45.9 | 13.2 | 45.9 | 13.2 | 0 | 0 | 0 | 0 | 0 | 0 | 0 | 0 | 0 | 0 | 0
| Minimum Bend Radius |  |  | 367.2 | 105.6 | 367.2 | 105.6 | 0 | 0 | 0 | 0 | 0 | 0 | 0 | 0 | 0 | TRUE | TRUE
| Installation allowance |  | mm per cable | [10 empty] | 0 | 0 | 0 | 0 | TRUE
| Cable Weight |  | Kg/M | 5.561 | 0.51 | 5.561 | 0.51 | 0 | 0 | 0 | 0 | 0 | 0
Installation Arrangement | Arrangement | Cable Spacing | Single/Trefoil/Quad | Single | Single | Single | Single
| Cleat Width | Cleat Width |  | 63 | 0 | 63 | 0 | 0 | 0 | 0 | 0 | 0 | 0
| Correction value |  |  | 17.1 | 0 | 17.1 | 0 | 0 | 0 | 0 | 0 | 0 | 0
Type/Weight | Containment Type |  |  | Cable Ladder
| Duty |  |  | Heavy Duty |  | Notes:
| Containment |  | Kg/M | 15
| Cable(s) |  | Kg/M | 12.142
| Total Weight |  | Kg/M | 43.4272
Containment Size | Spare capacity |  | % | 60%
| Tray Space Required. |  | mm | 152.4
| Tray Space Inc. Spare |  | mm | 243.84
| Size |  | Width | 300
General | Containment Table Ref. |  |  | [BDF-1-A-07]
| Floor Level |  |  | GROUND | [9 empty] | [BDF-1-A-07]
Cable Reference: |  |  |  | PDU-N1-3-2 | PDU-N1-3-2 (CPC) | PDU-N3-5-1 (CPC) | PDU-N3-6-2 | [6 empty] | From | To | Cable Reference | Containment logic calc
[14 empty] | PDU-N1-3 | RB-BDF1-02-2A | PDU-N1-3-2
Cable | Supply From |  | Origin panel ref | PDU-N1-3 | PDU-N1-3 | PDU-N3-5 | PDU-N3-6 | [6 empty] | PDU-N1-3 | RB-BDF1-02-2A | PDU-N1-3-2 (CPC) | TRUE | TRUE
| Supply To |  | End point ref | RB-BDF1-02-2A | RB-BDF1-02-2A | RB-BDF1-03-2A | RB-BDF1-02-1A | [6 empty] | PDU-N3-5 | RB-BDF1-03-2A | PDU-N3-5-1 (CPC) | 0 | 0
| Cable Type |  |  | N2XH Enhanced Flex | Cu/LSZH 6491B (CPC) | N2XH Enhanced Flex | Cu/LSZH 6491B (CPC) | [6 empty] | PDU-N3-6 | RB-BDF1-02-1A | PDU-N3-6-2 | TRUE | TRUE
| No. of Cores |  |  | 4c | 1c | 4c | 1c | [6 empty] | 0 | 0 | 0 | 0 | 0
| Cross Sectional Area |  |  | 120mm | 50mm | 120mm | 50mm | [6 empty] | 0 | 0 | 0 | TRUE | 0
| Cables in circuit |  |  | 1 | 1 | 1 | 1 | [6 empty] | 0 | 0 | 0 | TRUE | TRUE
| Nominal Diameter |  |  | 45.9 | 13.2 | 45.9 | 13.2 | 0 | 0 | 0 | 0 | 0 | 0 | 0 | 0 | 0 | 0 | 0
| Minimum Bend Radius |  |  | 367.2 | 105.6 | 367.2 | 105.6 | 0 | 0 | 0 | 0 | 0 | 0 | 0 | 0 | 0 | TRUE | TRUE
| Installation allowance |  | mm per cable | [10 empty] | 0 | 0 | 0 | 0 | TRUE
| Cable Weight |  | Kg/M | 5.561 | 0.51 | 5.561 | 0.51 | 0 | 0 | 0 | 0 | 0 | 0
Installation Arrangement | Arrangement | Cable Spacing | Single/Trefoil/Quad | Single | Single | Single | Single
| Cleat Width | Cleat Width |  | 63 | 0 | 63 | 0 | 0 | 0 | 0 | 0 | 0 | 0
| Correction value |  |  | 17.1 | 0 | 17.1 | 0 | 0 | 0 | 0 | 0 | 0 | 0
Type/Weight | Containment Type |  |  | Cable Ladder
| Duty |  |  | Heavy Duty |  | Notes:
| Containment |  | Kg/M | 15
| Cable(s) |  | Kg/M | 12.142
| Total Weight |  | Kg/M | 43.4272
Containment Size | Spare capacity |  | % | 60%
| Tray Space Required. |  | mm | 152.4
| Tray Space Inc. Spare |  | mm | 243.84
| Size |  | Width | 300
General | Containment Table Ref. |  |  | [BDF-1-A-08]
| Floor Level |  |  | GROUND | [9 empty] | [BDF-1-A-08]
Cable Reference: |  |  |  | PDU-N1-4-3 | PDU-N1-4-3 (CPC) | PDU-N1-5-1 | PDU-N1-5-1 (CPC) | PDU-N3-3-2 | PDU-N3-3-2 CPC | PDU-N3-6-2 | PDU-N3-6-2 (CPC) |  |  | From | To | Cable Reference | Containment logic calc
[14 empty] | PDU-N1-4 | RB-BDF1-03-3A | PDU-N1-4-3
Cable | Supply From |  | Origin panel ref | PDU-N1-4 | PDU-N1-4 | PDU-N1-5 | PDU-N1-5 | PDU-N3-3 | PDU-N3-3 | PDU-N3-6 | PDU-N3-6 |  |  | PDU-N1-4 | RB-BDF1-03-3A | PDU-N1-4-3 (CPC) | TRUE | TRUE
| Supply To |  | End point ref | RB-BDF1-03-3A | RB-BDF1-03-3A | RB-BDF1-02-4A | RB-BDF1-02-4A | RB-BDF1-02-4B | RB-BDF1-02-4B | RB-BDF1-03-4A | RB-BDF1-03-4A |  |  | PDU-N1-5 | RB-BDF1-02-4A | PDU-N1-5-1 | 0 | 0
| Cable Type |  |  | N2XH Enhanced Flex | Cu/LSZH 6491B (CPC) | N2XH Enhanced Flex | Cu/LSZH 6491B (CPC) | N2XH Enhanced Flex | Cu/LSZH 6491B (CPC) | N2XH Enhanced Flex | Cu/LSZH 6491B (CPC) |  |  | PDU-N1-5 | RB-BDF1-02-4A | PDU-N1-5-1 (CPC) | TRUE | TRUE
| No. of Cores |  |  | 4c | 1c | 4c | 1c | 4c | 1c | 4c | 1c |  |  | PDU-N3-3 | RB-BDF1-02-4B | PDU-N3-3-2 | 0 | 0
| Cross Sectional Area |  |  | 120mm | 50mm | 120mm | 50mm | 120mm | 50mm | 120mm | 50mm |  |  | PDU-N3-3 | RB-BDF1-02-4B | PDU-N3-3-2 CPC | TRUE | TRUE
| Cables in circuit |  |  | 1 | 1 | 1 | 1 | 1 | 1 | 1 | 1 |  |  | PDU-N3-6 | RB-BDF1-03-4A | PDU-N3-6-2 | 0 | TRUE
| Nominal Diameter |  |  | 45.9 | 13.2 | 45.9 | 13.2 | 45.9 | 13.2 | 45.9 | 13.2 | 0 | 0 | PDU-N3-6 | RB-BDF1-03-4A | PDU-N3-6-2 (CPC) | 0 | 0
| Minimum Bend Radius |  |  | 367.2 | 105.6 | 367.2 | 105.6 | 367.2 | 105.6 | 367.2 | 105.6 | 0 | 0 | 0 | 0 | 0 | TRUE | TRUE
| Installation allowance |  | mm per cable | [10 empty] | 0 | 0 | 0 | 0 | TRUE
| Cable Weight |  | Kg/M | 5.561 | 0.51 | 5.561 | 0.51 | 5.561 | 0.51 | 5.561 | 0.51 | 0 | 0
Installation Arrangement | Arrangement | Cable Spacing | Single/Trefoil/Quad | Single | Single | Single | Single | Single | Single | Single | Single
| Cleat Width | Cleat Width |  | 63 | 0 | 63 | 0 | 63 | 0 | 63 | 0 | 0 | 0
| Correction value |  |  | 17.1 | 0 | 17.1 | 0 | 17.1 | 0 | 17.1 | 0 | 0 | 0
Type/Weight | Containment Type |  |  | Cable Ladder
| Duty |  |  | Heavy Duty |  | Notes:
| Containment |  | Kg/M | 16.3
| Cable(s) |  | Kg/M | 24.284
| Total Weight |  | Kg/M | 52.7592
Containment Size | Spare capacity |  | % | 30%
| Tray Space Required. |  | mm | 304.8
| Tray Space Inc. Spare |  | mm | 396.24
| Size |  | Width | 450
General | Containment Table Ref. |  |  | [BDF-1-A-09]
| Floor Level |  |  | GROUND | [9 empty] | [BDF-1-A-09]
Cable Reference: |  |  |  | PDU-N1-4-3 | PDU-N1-4-3 (CPC) | [8 empty] | From | To | Cable Reference | Containment logic calc
[14 empty] | PDU-N1-4 | RB-BDF1-03-3A | PDU-N1-4-3
Cable | Supply From |  | Origin panel ref | PDU-N1-4 | PDU-N1-4 | [8 empty] | PDU-N1-4 | RB-BDF1-03-3A | PDU-N1-4-3 (CPC) | TRUE | TRUE
| Supply To |  | End point ref | RB-BDF1-03-3A | RB-BDF1-03-3A | [8 empty] | 0 | 0 | 0 | 0 | 0
| Cable Type |  |  | N2XH Enhanced Flex | Cu/LSZH 6491B (CPC) | [8 empty] | 0 | 0 | 0 | TRUE | 0
| No. of Cores |  |  | 4c | 1c | [8 empty] | 0 | 0 | 0 | TRUE | TRUE
| Cross Sectional Area |  |  | 120mm | 50mm | [8 empty] | 0 | 0 | 0 | 0 | 0
| Cables in circuit |  |  | 1 | 1 | [8 empty] | 0 | 0 | 0 | TRUE | TRUE
| Nominal Diameter |  |  | 45.9 | 13.2 | 0 | 0 | 0 | 0 | 0 | 0 | 0 | 0 | 0 | 0 | 0 | 0 | 0
| Minimum Bend Radius |  |  | 367.2 | 105.6 | 0 | 0 | 0 | 0 | 0 | 0 | 0 | 0 | 0 | 0 | 0 | TRUE | TRUE
| Installation allowance |  | mm per cable | [10 empty] | 0 | 0 | 0 | 0 | TRUE
| Cable Weight |  | Kg/M | 5.561 | 0.51 | 0 | 0 | 0 | 0 | 0 | 0 | 0 | 0
Installation Arrangement | Arrangement | Cable Spacing | Single/Trefoil/Quad | Single | Single
| Cleat Width | Cleat Width |  | 63 | 0 | 0 | 0 | 0 | 0 | 0 | 0 | 0 | 0
| Correction value |  |  | 17.1 | 0 | 0 | 0 | 0 | 0 | 0 | 0 | 0 | 0
Type/Weight | Containment Type |  |  | Cable Ladder
| Duty |  |  | Heavy Duty |  | Notes:
| Containment |  | Kg/M | 13.8
| Cable(s) |  | Kg/M | 6.071
| Total Weight |  | Kg/M | 29.8065
Containment Size | Spare capacity |  | % | 50%
| Tray Space Required. |  | mm | 76.2
| Tray Space Inc. Spare |  | mm | 114.3
| Size |  | Width | 150
General | Containment Table Ref. |  |  | [BDF-1-A-10]
| Floor Level |  |  | GROUND | [9 empty] | [BDF-1-A-10]
Cable Reference: |  |  |  | PDU-N1-5-1 | PDU-N1-5-1 (CPC) | PDU-N3-3-2 | PDU-N3-3-2 CPC | PDU-N3-6-2 | PDU-N3-6-2 (CPC) |  |  |  |  | From | To | Cable Reference | Containment logic calc
[14 empty] | PDU-N1-5 | RB-BDF1-02-4A | PDU-N1-5-1
Cable | Supply From |  | Origin panel ref | PDU-N1-5 | PDU-N1-5 | PDU-N3-3 | PDU-N3-3 | PDU-N3-6 | PDU-N3-6 |  |  |  |  | PDU-N1-5 | RB-BDF1-02-4A | PDU-N1-5-1 (CPC) | TRUE | TRUE
| Supply To |  | End point ref | RB-BDF1-02-4A | RB-BDF1-02-4A | RB-BDF1-02-4B | RB-BDF1-02-4B | RB-BDF1-03-4A | RB-BDF1-03-4A |  |  |  |  | PDU-N3-3 | RB-BDF1-02-4B | PDU-N3-3-2 | 0 | 0
| Cable Type |  |  | N2XH Enhanced Flex | Cu/LSZH 6491B (CPC) | N2XH Enhanced Flex | Cu/LSZH 6491B (CPC) | N2XH Enhanced Flex | Cu/LSZH 6491B (CPC) |  |  |  |  | PDU-N3-3 | RB-BDF1-02-4B | PDU-N3-3-2 CPC | TRUE | TRUE
| No. of Cores |  |  | 4c | 1c | 4c | 1c | 4c | 1c |  |  |  |  | PDU-N3-6 | RB-BDF1-03-4A | PDU-N3-6-2 | 0 | 0
| Cross Sectional Area |  |  | 120mm | 50mm | 120mm | 50mm | 120mm | 50mm |  |  |  |  | PDU-N3-6 | RB-BDF1-03-4A | PDU-N3-6-2 (CPC) | TRUE | 0
| Cables in circuit |  |  | 1 | 1 | 1 | 1 | 1 | 1 |  |  |  |  | 0 | 0 | 0 | TRUE | TRUE
| Nominal Diameter |  |  | 45.9 | 13.2 | 45.9 | 13.2 | 45.9 | 13.2 | 0 | 0 | 0 | 0 | 0 | 0 | 0 | 0 | 0
| Minimum Bend Radius |  |  | 367.2 | 105.6 | 367.2 | 105.6 | 367.2 | 105.6 | 0 | 0 | 0 | 0 | 0 | 0 | 0 | TRUE | TRUE
| Installation allowance |  | mm per cable | [10 empty] | 0 | 0 | 0 | 0 | TRUE
| Cable Weight |  | Kg/M | 5.561 | 0.51 | 5.561 | 0.51 | 5.561 | 0.51 | 0 | 0 | 0 | 0
Installation Arrangement | Arrangement | Cable Spacing | Single/Trefoil/Quad | Single | Single | Single | Single | Single | Single
| Cleat Width | Cleat Width |  | 63 | 0 | 63 | 0 | 63 | 0 | 0 | 0 | 0 | 0
| Correction value |  |  | 17.1 | 0 | 17.1 | 0 | 17.1 | 0 | 0 | 0 | 0 | 0
Type/Weight | Containment Type |  |  | Cable Ladder
| Duty |  |  | Heavy Duty |  | Notes:
| Containment |  | Kg/M | 15
| Cable(s) |  | Kg/M | 18.213
| Total Weight |  | Kg/M | 43.1769
Containment Size | Spare capacity |  | % | 30%
| Tray Space Required. |  | mm | 228.6
| Tray Space Inc. Spare |  | mm | 297.18
| Size |  | Width | 300
General | Containment Table Ref. |  |  | [BDF-1-A-11]
| Floor Level |  |  | GROUND | [9 empty] | [BDF-1-A-11]
Cable Reference: |  |  |  | PDU-N1-5-1 | PDU-N1-5-1 (CPC) | PDU-N3-3-2 | PDU-N3-3-2 CPC | PDU-N3-6-2 | PDU-N3-6-2 (CPC) |  |  |  |  | From | To | Cable Reference | Containment logic calc
[14 empty] | PDU-N1-5 | RB-BDF1-02-4A | PDU-N1-5-1
Cable | Supply From |  | Origin panel ref | PDU-N1-5 | PDU-N1-5 | PDU-N3-3 | PDU-N3-3 | PDU-N3-6 | PDU-N3-6 |  |  |  |  | PDU-N1-5 | RB-BDF1-02-4A | PDU-N1-5-1 (CPC) | TRUE | TRUE
| Supply To |  | End point ref | RB-BDF1-02-4A | RB-BDF1-02-4A | RB-BDF1-02-4B | RB-BDF1-02-4B | RB-BDF1-03-4A | RB-BDF1-03-4A |  |  |  |  | PDU-N3-3 | RB-BDF1-02-4B | PDU-N3-3-2 | 0 | 0
| Cable Type |  |  | N2XH Enhanced Flex | Cu/LSZH 6491B (CPC) | N2XH Enhanced Flex | Cu/LSZH 6491B (CPC) | N2XH Enhanced Flex | Cu/LSZH 6491B (CPC) |  |  |  |  | PDU-N3-3 | RB-BDF1-02-4B | PDU-N3-3-2 CPC | TRUE | TRUE
| No. of Cores |  |  | 4c | 1c | 4c | 1c | 4c | 1c |  |  |  |  | PDU-N3-6 | RB-BDF1-03-4A | PDU-N3-6-2 | 0 | 0
| Cross Sectional Area |  |  | 120mm | 50mm | 120mm | 50mm | 120mm | 50mm |  |  |  |  | PDU-N3-6 | RB-BDF1-03-4A | PDU-N3-6-2 (CPC) | TRUE | 0
| Cables in circuit |  |  | 1 | 1 | 1 | 1 | 1 | 1 |  |  |  |  | 0 | 0 | 0 | TRUE | TRUE
| Nominal Diameter |  |  | 45.9 | 13.2 | 45.9 | 13.2 | 45.9 | 13.2 | 0 | 0 | 0 | 0 | 0 | 0 | 0 | 0 | 0
| Minimum Bend Radius |  |  | 367.2 | 105.6 | 367.2 | 105.6 | 367.2 | 105.6 | 0 | 0 | 0 | 0 | 0 | 0 | 0 | TRUE | TRUE
| Installation allowance |  | mm per cable | [10 empty] | 0 | 0 | 0 | 0 | TRUE
| Cable Weight |  | Kg/M | 5.561 | 0.51 | 5.561 | 0.51 | 5.561 | 0.51 | 0 | 0 | 0 | 0
Installation Arrangement | Arrangement | Cable Spacing | Single/Trefoil/Quad | Single | Single | Single | Single | Single | Single
| Cleat Width | Cleat Width |  | 63 | 0 | 63 | 0 | 63 | 0 | 0 | 0 | 0 | 0
| Correction value |  |  | 17.1 | 0 | 17.1 | 0 | 17.1 | 0 | 0 | 0 | 0 | 0
Type/Weight | Containment Type |  |  | Cable Ladder
| Duty |  |  | Heavy Duty |  | Notes:
| Containment |  | Kg/M | 15
| Cable(s) |  | Kg/M | 18.213
| Total Weight |  | Kg/M | 43.1769
Containment Size | Spare capacity |  | % | 30%
| Tray Space Required. |  | mm | 228.6
| Tray Space Inc. Spare |  | mm | 297.18
| Size |  | Width | 300
General | Containment Table Ref.
| Floor Level | [12 empty] | 0
Cable Reference: | [13 empty] | From | To | Cable Reference | Containment logic calc
[14 empty] | 0 | 0 | 0
Cable | Supply From |  | Origin panel ref | [10 empty] | 0 | 0 | 0 | 0 | 0
| Supply To |  | End point ref | [10 empty] | 0 | 0 | 0 | TRUE | TRUE
| Cable Type | [12 empty] | 0 | 0 | 0 | 0 | 0
| No. of Cores | [12 empty] | 0 | 0 | 0 | TRUE | TRUE
| Cross Sectional Area | [12 empty] | 0 | 0 | 0 | 0 | 0
| Cables in circuit | [12 empty] | 0 | 0 | 0 | TRUE | TRUE
| Nominal Diameter |  |  | 0 | 0 | 0 | 0 | 0 | 0 | 0 | 0 | 0 | 0 | 0 | 0 | 0 | 0 | 0
| Minimum Bend Radius |  |  | 0 | 0 | 0 | 0 | 0 | 0 | 0 | 0 | 0 | 0 | 0 | 0 | 0 | TRUE | TRUE
| Installation allowance |  | mm per cable | [10 empty] | 0 | 0 | 0 | 0 | TRUE
| Cable Weight |  | Kg/M | 0 | 0 | 0 | 0 | 0 | 0 | 0 | 0 | 0 | 0
Installation Arrangement | Arrangement | Cable Spacing | Single/Trefoil/Quad
| Cleat Width | Cleat Width |  | 0 | 0 | 0 | 0 | 0 | 0 | 0 | 0 | 0 | 0
| Correction value |  |  | 0 | 0 | 0 | 0 | 0 | 0 | 0 | 0 | 0 | 0
Type/Weight | Containment Type
| Duty |  |  |  |  | Notes:
| Containment |  | Kg/M | 0
| Cable(s) |  | Kg/M | 0
| Total Weight |  | Kg/M | 0
Containment Size | Spare capacity |  | % | 30%
| Tray Space Required. |  | mm | 0
| Tray Space Inc. Spare |  | mm | 0
| Size |  | Width | 0
General | Containment Table Ref.
| Floor Level | [12 empty] | 0
Cable Reference: | [13 empty] | From | To | Cable Reference | Containment logic calc
[14 empty] | 0 | 0 | 0
Cable | Supply From |  | Origin panel ref | [10 empty] | 0 | 0 | 0 | 0 | 0
| Supply To |  | End point ref | [10 empty] | 0 | 0 | 0 | TRUE | TRUE
| Cable Type | [12 empty] | 0 | 0 | 0 | 0 | 0
| No. of Cores | [12 empty] | 0 | 0 | 0 | TRUE | TRUE
| Cross Sectional Area | [12 empty] | 0 | 0 | 0 | 0 | 0
| Cables in circuit | [12 empty] | 0 | 0 | 0 | TRUE | TRUE
| Nominal Diameter |  |  | 0 | 0 | 0 | 0 | 0 | 0 | 0 | 0 | 0 | 0 | 0 | 0 | 0 | 0 | 0
| Minimum Bend Radius |  |  | 0 | 0 | 0 | 0 | 0 | 0 | 0 | 0 | 0 | 0 | 0 | 0 | 0 | TRUE | TRUE
| Installation allowance |  | mm per cable | [10 empty] | 0 | 0 | 0 | 0 | TRUE
| Cable Weight |  | Kg/M | 0 | 0 | 0 | 0 | 0 | 0 | 0 | 0 | 0 | 0
Installation Arrangement | Arrangement | Cable Spacing | Single/Trefoil/Quad
| Cleat Width | Cleat Width |  | 0 | 0 | 0 | 0 | 0 | 0 | 0 | 0 | 0 | 0
| Correction value |  |  | 0 | 0 | 0 | 0 | 0 | 0 | 0 | 0 | 0 | 0
Type/Weight | Containment Type
| Duty |  |  |  |  | Notes:
| Containment |  | Kg/M | 0
| Cable(s) |  | Kg/M | 0
| Total Weight |  | Kg/M | 0
Containment Size | Spare capacity |  | % | 30%
| Tray Space Required. |  | mm | 0
| Tray Space Inc. Spare |  | mm | 0
| Size |  | Width | 0
General | Containment Table Ref.
| Floor Level | [12 empty] | 0
Cable Reference: | [13 empty] | From | To | Cable Reference | Containment logic calc
[14 empty] | 0 | 0 | 0
Cable | Supply From |  | Origin panel ref | [10 empty] | 0 | 0 | 0 | 0 | 0
| Supply To |  | End point ref | [10 empty] | 0 | 0 | 0 | TRUE | TRUE
| Cable Type | [12 empty] | 0 | 0 | 0 | 0 | 0
| No. of Cores | [12 empty] | 0 | 0 | 0 | TRUE | TRUE
| Cross Sectional Area | [12 empty] | 0 | 0 | 0 | 0 | 0
| Cables in circuit | [12 empty] | 0 | 0 | 0 | TRUE | TRUE
| Nominal Diameter |  |  | 0 | 0 | 0 | 0 | 0 | 0 | 0 | 0 | 0 | 0 | 0 | 0 | 0 | 0 | 0
| Minimum Bend Radius |  |  | 0 | 0 | 0 | 0 | 0 | 0 | 0 | 0 | 0 | 0 | 0 | 0 | 0 | TRUE | TRUE
| Installation allowance |  | mm per cable | [10 empty] | 0 | 0 | 0 | 0 | TRUE
| Cable Weight |  | Kg/M | 0 | 0 | 0 | 0 | 0 | 0 | 0 | 0 | 0 | 0
Installation Arrangement | Arrangement | Cable Spacing | Single/Trefoil/Quad
| Cleat Width | Cleat Width |  | 0 | 0 | 0 | 0 | 0 | 0 | 0 | 0 | 0 | 0
| Correction value |  |  | 0 | 0 | 0 | 0 | 0 | 0 | 0 | 0 | 0 | 0
Type/Weight | Containment Type
| Duty |  |  |  |  | Notes:
| Containment |  | Kg/M | 0
| Cable(s) |  | Kg/M | 0
| Total Weight |  | Kg/M | 0
Containment Size | Spare capacity |  | % | 30%
| Tray Space Required. |  | mm | 0
| Tray Space Inc. Spare |  | mm | 0
| Size |  | Width | 0
General | Containment Table Ref.
| Floor Level | [12 empty] | 0
Cable Reference: | [13 empty] | From | To | Cable Reference | Containment logic calc
[14 empty] | 0 | 0 | 0
Cable | Supply From |  | Origin panel ref | [10 empty] | 0 | 0 | 0 | 0 | 0
| Supply To |  | End point ref | [10 empty] | 0 | 0 | 0 | TRUE | TRUE
| Cable Type | [12 empty] | 0 | 0 | 0 | 0 | 0
| No. of Cores | [12 empty] | 0 | 0 | 0 | TRUE | TRUE
| Cross Sectional Area | [12 empty] | 0 | 0 | 0 | 0 | 0
| Cables in circuit | [12 empty] | 0 | 0 | 0 | TRUE | TRUE
| Nominal Diameter |  |  | 0 | 0 | 0 | 0 | 0 | 0 | 0 | 0 | 0 | 0 | 0 | 0 | 0 | 0 | 0
| Minimum Bend Radius |  |  | 0 | 0 | 0 | 0 | 0 | 0 | 0 | 0 | 0 | 0 | 0 | 0 | 0 | TRUE | TRUE
| Installation allowance |  | mm per cable | [10 empty] | 0 | 0 | 0 | 0 | TRUE
| Cable Weight |  | Kg/M | 0 | 0 | 0 | 0 | 0 | 0 | 0 | 0 | 0 | 0
Installation Arrangement | Arrangement | Cable Spacing | Single/Trefoil/Quad
| Cleat Width | Cleat Width |  | 0 | 0 | 0 | 0 | 0 | 0 | 0 | 0 | 0 | 0
| Correction value |  |  | 0 | 0 | 0 | 0 | 0 | 0 | 0 | 0 | 0 | 0
Type/Weight | Containment Type
| Duty |  |  |  |  | Notes:
| Containment |  | Kg/M | 0
| Cable(s) |  | Kg/M | 0
| Total Weight |  | Kg/M | 0
Containment Size | Spare capacity |  | % | 30%
| Tray Space Required. |  | mm | 0
| Tray Space Inc. Spare |  | mm | 0
| Size |  | Width | 0
General | Containment Table Ref.
| Floor Level | [12 empty] | 0
Cable Reference: | [13 empty] | From | To | Cable Reference | Containment logic calc
[14 empty] | 0 | 0 | 0
Cable | Supply From |  | Origin panel ref | [10 empty] | 0 | 0 | 0 | 0 | 0
| Supply To |  | End point ref | [10 empty] | 0 | 0 | 0 | TRUE | TRUE
| Cable Type | [12 empty] | 0 | 0 | 0 | 0 | 0
| No. of Cores | [12 empty] | 0 | 0 | 0 | TRUE | TRUE
| Cross Sectional Area | [12 empty] | 0 | 0 | 0 | 0 | 0
| Cables in circuit | [12 empty] | 0 | 0 | 0 | TRUE | TRUE
| Nominal Diameter |  |  | 0 | 0 | 0 | 0 | 0 | 0 | 0 | 0 | 0 | 0 | 0 | 0 | 0 | 0 | 0
| Minimum Bend Radius |  |  | 0 | 0 | 0 | 0 | 0 | 0 | 0 | 0 | 0 | 0 | 0 | 0 | 0 | TRUE | TRUE
| Installation allowance |  | mm per cable | [10 empty] | 0 | 0 | 0 | 0 | TRUE
| Cable Weight |  | Kg/M | 0 | 0 | 0 | 0 | 0 | 0 | 0 | 0 | 0 | 0
Installation Arrangement | Arrangement | Cable Spacing | Single/Trefoil/Quad
| Cleat Width | Cleat Width |  | 0 | 0 | 0 | 0 | 0 | 0 | 0 | 0 | 0 | 0
| Correction value |  |  | 0 | 0 | 0 | 0 | 0 | 0 | 0 | 0 | 0 | 0
Type/Weight | Containment Type
| Duty |  |  |  |  | Notes:
| Containment |  | Kg/M | 0
| Cable(s) |  | Kg/M | 0
| Total Weight |  | Kg/M | 0
Containment Size | Spare capacity |  | % | 30%
| Tray Space Required. |  | mm | 0
| Tray Space Inc. Spare |  | mm | 0
| Size |  | Width | 0
General | Containment Table Ref.
| Floor Level | [12 empty] | 0
Cable Reference: | [13 empty] | From | To | Cable Reference | Containment logic calc
[14 empty] | 0 | 0 | 0
Cable | Supply From |  | Origin panel ref | [10 empty] | 0 | 0 | 0 | 0 | 0
| Supply To |  | End point ref | [10 empty] | 0 | 0 | 0 | TRUE | TRUE
| Cable Type | [12 empty] | 0 | 0 | 0 | 0 | 0
| No. of Cores | [12 empty] | 0 | 0 | 0 | TRUE | TRUE
| Cross Sectional Area | [12 empty] | 0 | 0 | 0 | 0 | 0
| Cables in circuit | [12 empty] | 0 | 0 | 0 | TRUE | TRUE
| Nominal Diameter |  |  | 0 | 0 | 0 | 0 | 0 | 0 | 0 | 0 | 0 | 0 | 0 | 0 | 0 | 0 | 0
| Minimum Bend Radius |  |  | 0 | 0 | 0 | 0 | 0 | 0 | 0 | 0 | 0 | 0 | 0 | 0 | 0 | TRUE | TRUE
| Installation allowance |  | mm per cable | [10 empty] | 0 | 0 | 0 | 0 | TRUE
| Cable Weight |  | Kg/M | 0 | 0 | 0 | 0 | 0 | 0 | 0 | 0 | 0 | 0
Installation Arrangement | Arrangement | Cable Spacing | Single/Trefoil/Quad
| Cleat Width | Cleat Width |  | 0 | 0 | 0 | 0 | 0 | 0 | 0 | 0 | 0 | 0
| Correction value |  |  | 0 | 0 | 0 | 0 | 0 | 0 | 0 | 0 | 0 | 0
Type/Weight | Containment Type
| Duty |  |  |  |  | Notes:
| Containment |  | Kg/M | 0
| Cable(s) |  | Kg/M | 0
| Total Weight |  | Kg/M | 0
Containment Size | Spare capacity |  | % | 30%
| Tray Space Required. |  | mm | 0
| Tray Space Inc. Spare |  | mm | 0
| Size |  | Width | 0
General | Containment Table Ref.
| Floor Level | [12 empty] | 0
Cable Reference: | [13 empty] | From | To | Cable Reference | Containment logic calc
[14 empty] | 0 | 0 | 0
Cable | Supply From |  | Origin panel ref | [10 empty] | 0 | 0 | 0 | 0 | 0
| Supply To |  | End point ref | [10 empty] | 0 | 0 | 0 | TRUE | TRUE
| Cable Type | [12 empty] | 0 | 0 | 0 | 0 | 0
| No. of Cores | [12 empty] | 0 | 0 | 0 | TRUE | TRUE
| Cross Sectional Area | [12 empty] | 0 | 0 | 0 | 0 | 0
| Cables in circuit | [12 empty] | 0 | 0 | 0 | TRUE | TRUE
| Nominal Diameter |  |  | 0 | 0 | 0 | 0 | 0 | 0 | 0 | 0 | 0 | 0 | 0 | 0 | 0 | 0 | 0
| Minimum Bend Radius |  |  | 0 | 0 | 0 | 0 | 0 | 0 | 0 | 0 | 0 | 0 | 0 | 0 | 0 | TRUE | TRUE
| Installation allowance |  | mm per cable | [10 empty] | 0 | 0 | 0 | 0 | TRUE
| Cable Weight |  | Kg/M | 0 | 0 | 0 | 0 | 0 | 0 | 0 | 0 | 0 | 0
Installation Arrangement | Arrangement | Cable Spacing | Single/Trefoil/Quad
| Cleat Width | Cleat Width |  | 0 | 0 | 0 | 0 | 0 | 0 | 0 | 0 | 0 | 0
| Correction value |  |  | 0 | 0 | 0 | 0 | 0 | 0 | 0 | 0 | 0 | 0
Type/Weight | Containment Type
| Duty |  |  |  |  | Notes:
| Containment |  | Kg/M | 0
| Cable(s) |  | Kg/M | 0
| Total Weight |  | Kg/M | 0
Containment Size | Spare capacity |  | % | 30%
| Tray Space Required. |  | mm | 0
| Tray Space Inc. Spare |  | mm | 0
| Size |  | Width | 0
General | Containment Table Ref.
| Floor Level | [12 empty] | 0
Cable Reference: | [13 empty] | From | To | Cable Reference | Containment logic calc
[14 empty] | 0 | 0 | 0
Cable | Supply From |  | Origin panel ref | [10 empty] | 0 | 0 | 0 | 0 | 0
| Supply To |  | End point ref | [10 empty] | 0 | 0 | 0 | TRUE | TRUE
| Cable Type | [12 empty] | 0 | 0 | 0 | 0 | 0
| No. of Cores | [12 empty] | 0 | 0 | 0 | TRUE | TRUE
| Cross Sectional Area | [12 empty] | 0 | 0 | 0 | 0 | 0
| Cables in circuit | [12 empty] | 0 | 0 | 0 | TRUE | TRUE
| Nominal Diameter |  |  | 0 | 0 | 0 | 0 | 0 | 0 | 0 | 0 | 0 | 0 | 0 | 0 | 0 | 0 | 0
| Minimum Bend Radius |  |  | 0 | 0 | 0 | 0 | 0 | 0 | 0 | 0 | 0 | 0 | 0 | 0 | 0 | TRUE | TRUE
| Installation allowance |  | mm per cable | [10 empty] | 0 | 0 | 0 | 0 | TRUE
| Cable Weight |  | Kg/M | 0 | 0 | 0 | 0 | 0 | 0 | 0 | 0 | 0 | 0
Installation Arrangement | Arrangement | Cable Spacing | Single/Trefoil/Quad
| Cleat Width | Cleat Width |  | 0 | 0 | 0 | 0 | 0 | 0 | 0 | 0 | 0 | 0
| Correction value |  |  | 0 | 0 | 0 | 0 | 0 | 0 | 0 | 0 | 0 | 0
Type/Weight | Containment Type
| Duty |  |  |  |  | Notes:
| Containment |  | Kg/M | 0
| Cable(s) |  | Kg/M | 0
| Total Weight |  | Kg/M | 0
Containment Size | Spare capacity |  | % | 30%
| Tray Space Required. |  | mm | 0
| Tray Space Inc. Spare |  | mm | 0
| Size |  | Width | 0
General | Containment Table Ref.
| Floor Level | [12 empty] | 0
Cable Reference: | [13 empty] | From | To | Cable Reference | Containment logic calc
[14 empty] | 0 | 0 | 0
Cable | Supply From |  | Origin panel ref | [10 empty] | 0 | 0 | 0 | 0 | 0
| Supply To |  | End point ref | [10 empty] | 0 | 0 | 0 | TRUE | TRUE
| Cable Type | [12 empty] | 0 | 0 | 0 | 0 | 0
| No. of Cores | [12 empty] | 0 | 0 | 0 | TRUE | TRUE
| Cross Sectional Area | [12 empty] | 0 | 0 | 0 | 0 | 0
| Cables in circuit | [12 empty] | 0 | 0 | 0 | TRUE | TRUE
| Nominal Diameter |  |  | 0 | 0 | 0 | 0 | 0 | 0 | 0 | 0 | 0 | 0 | 0 | 0 | 0 | 0 | 0
| Minimum Bend Radius |  |  | 0 | 0 | 0 | 0 | 0 | 0 | 0 | 0 | 0 | 0 | 0 | 0 | 0 | TRUE | TRUE
| Installation allowance |  | mm per cable | [10 empty] | 0 | 0 | 0 | 0 | TRUE
| Cable Weight |  | Kg/M | 0 | 0 | 0 | 0 | 0 | 0 | 0 | 0 | 0 | 0
Installation Arrangement | Arrangement | Cable Spacing | Single/Trefoil/Quad
| Cleat Width | Cleat Width |  | 0 | 0 | 0 | 0 | 0 | 0 | 0 | 0 | 0 | 0
| Correction value |  |  | 0 | 0 | 0 | 0 | 0 | 0 | 0 | 0 | 0 | 0
Type/Weight | Containment Type
| Duty |  |  |  |  | Notes:
| Containment |  | Kg/M | 0
| Cable(s) |  | Kg/M | 0
| Total Weight |  | Kg/M | 0
Containment Size | Spare capacity |  | % | 30%
| Tray Space Required. |  | mm | 0
| Tray Space Inc. Spare |  | mm | 0
| Size |  | Width | 0
General | Containment Table Ref.
| Floor Level | [12 empty] | 0
Cable Reference: | [13 empty] | From | To | Cable Reference | Containment logic calc
[14 empty] | 0 | 0 | 0
Cable | Supply From |  | Origin panel ref | [10 empty] | 0 | 0 | 0 | 0 | 0
| Supply To |  | End point ref | [10 empty] | 0 | 0 | 0 | TRUE | TRUE
| Cable Type | [12 empty] | 0 | 0 | 0 | 0 | 0
| No. of Cores | [12 empty] | 0 | 0 | 0 | TRUE | TRUE
| Cross Sectional Area | [12 empty] | 0 | 0 | 0 | 0 | 0
| Cables in circuit | [12 empty] | 0 | 0 | 0 | TRUE | TRUE
| Nominal Diameter |  |  | 0 | 0 | 0 | 0 | 0 | 0 | 0 | 0 | 0 | 0 | 0 | 0 | 0 | 0 | 0
| Minimum Bend Radius |  |  | 0 | 0 | 0 | 0 | 0 | 0 | 0 | 0 | 0 | 0 | 0 | 0 | 0 | TRUE | TRUE
| Installation allowance |  | mm per cable | [10 empty] | 0 | 0 | 0 | 0 | TRUE
| Cable Weight |  | Kg/M | 0 | 0 | 0 | 0 | 0 | 0 | 0 | 0 | 0 | 0
Installation Arrangement | Arrangement | Cable Spacing | Single/Trefoil/Quad
| Cleat Width | Cleat Width |  | 0 | 0 | 0 | 0 | 0 | 0 | 0 | 0 | 0 | 0
| Correction value |  |  | 0 | 0 | 0 | 0 | 0 | 0 | 0 | 0 | 0 | 0
Type/Weight | Containment Type
| Duty |  |  |  |  | Notes:
| Containment |  | Kg/M | 0
| Cable(s) |  | Kg/M | 0
| Total Weight |  | Kg/M | 0
Containment Size | Spare capacity |  | % | 30%
| Tray Space Required. |  | mm | 0
| Tray Space Inc. Spare |  | mm | 0
| Size |  | Width | 0
General | Containment Table Ref.
| Floor Level | [12 empty] | 0
Cable Reference: | [13 empty] | From | To | Cable Reference | Containment logic calc
[14 empty] | 0 | 0 | 0
Cable | Supply From |  | Origin panel ref | [10 empty] | 0 | 0 | 0 | 0 | 0
| Supply To |  | End point ref | [10 empty] | 0 | 0 | 0 | TRUE | TRUE
| Cable Type | [12 empty] | 0 | 0 | 0 | 0 | 0
| No. of Cores | [12 empty] | 0 | 0 | 0 | TRUE | TRUE
| Cross Sectional Area | [12 empty] | 0 | 0 | 0 | 0 | 0
| Cables in circuit | [12 empty] | 0 | 0 | 0 | TRUE | TRUE
| Nominal Diameter |  |  | 0 | 0 | 0 | 0 | 0 | 0 | 0 | 0 | 0 | 0 | 0 | 0 | 0 | 0 | 0
| Minimum Bend Radius |  |  | 0 | 0 | 0 | 0 | 0 | 0 | 0 | 0 | 0 | 0 | 0 | 0 | 0 | TRUE | TRUE
| Installation allowance |  | mm per cable | [10 empty] | 0 | 0 | 0 | 0 | TRUE
| Cable Weight |  | Kg/M | 0 | 0 | 0 | 0 | 0 | 0 | 0 | 0 | 0 | 0
Installation Arrangement | Arrangement | Cable Spacing | Single/Trefoil/Quad
| Cleat Width | Cleat Width |  | 0 | 0 | 0 | 0 | 0 | 0 | 0 | 0 | 0 | 0
| Correction value |  |  | 0 | 0 | 0 | 0 | 0 | 0 | 0 | 0 | 0 | 0
Type/Weight | Containment Type
| Duty |  |  |  |  | Notes:
| Containment |  | Kg/M | 0
| Cable(s) |  | Kg/M | 0
| Total Weight |  | Kg/M | 0
Containment Size | Spare capacity |  | % | 30%
| Tray Space Required. |  | mm | 0
| Tray Space Inc. Spare |  | mm | 0
| Size |  | Width | 0
General | Containment Table Ref.
| Floor Level | [12 empty] | 0
Cable Reference: | [13 empty] | From | To | Cable Reference | Containment logic calc
[14 empty] | 0 | 0 | 0
Cable | Supply From |  | Origin panel ref | [10 empty] | 0 | 0 | 0 | 0 | 0
| Supply To |  | End point ref | [10 empty] | 0 | 0 | 0 | TRUE | TRUE
| Cable Type | [12 empty] | 0 | 0 | 0 | 0 | 0
| No. of Cores | [12 empty] | 0 | 0 | 0 | TRUE | TRUE
| Cross Sectional Area | [12 empty] | 0 | 0 | 0 | 0 | 0
| Cables in circuit | [12 empty] | 0 | 0 | 0 | TRUE | TRUE
| Nominal Diameter |  |  | 0 | 0 | 0 | 0 | 0 | 0 | 0 | 0 | 0 | 0 | 0 | 0 | 0 | 0 | 0
| Minimum Bend Radius |  |  | 0 | 0 | 0 | 0 | 0 | 0 | 0 | 0 | 0 | 0 | 0 | 0 | 0 | TRUE | TRUE
| Installation allowance |  | mm per cable | [10 empty] | 0 | 0 | 0 | 0 | TRUE
| Cable Weight |  | Kg/M | 0 | 0 | 0 | 0 | 0 | 0 | 0 | 0 | 0 | 0
Installation Arrangement | Arrangement | Cable Spacing | Single/Trefoil/Quad
| Cleat Width | Cleat Width |  | 0 | 0 | 0 | 0 | 0 | 0 | 0 | 0 | 0 | 0
| Correction value |  |  | 0 | 0 | 0 | 0 | 0 | 0 | 0 | 0 | 0 | 0
Type/Weight | Containment Type
| Duty |  |  |  |  | Notes:
| Containment |  | Kg/M | 0
| Cable(s) |  | Kg/M | 0
| Total Weight |  | Kg/M | 0
Containment Size | Spare capacity |  | % | 30%
| Tray Space Required. |  | mm | 0
| Tray Space Inc. Spare |  | mm | 0
| Size |  | Width | 0
General | Containment Table Ref.
| Floor Level | [12 empty] | 0
Cable Reference: | [13 empty] | From | To | Cable Reference | Containment logic calc
[14 empty] | 0 | 0 | 0
Cable | Supply From |  | Origin panel ref | [10 empty] | 0 | 0 | 0 | 0 | 0
| Supply To |  | End point ref | [10 empty] | 0 | 0 | 0 | TRUE | TRUE
| Cable Type | [12 empty] | 0 | 0 | 0 | 0 | 0
| No. of Cores | [12 empty] | 0 | 0 | 0 | TRUE | TRUE
| Cross Sectional Area | [12 empty] | 0 | 0 | 0 | 0 | 0
| Cables in circuit | [12 empty] | 0 | 0 | 0 | TRUE | TRUE
| Nominal Diameter |  |  | 0 | 0 | 0 | 0 | 0 | 0 | 0 | 0 | 0 | 0 | 0 | 0 | 0 | 0 | 0
| Minimum Bend Radius |  |  | 0 | 0 | 0 | 0 | 0 | 0 | 0 | 0 | 0 | 0 | 0 | 0 | 0 | TRUE | TRUE
| Installation allowance |  | mm per cable | [10 empty] | 0 | 0 | 0 | 0 | TRUE
| Cable Weight |  | Kg/M | 0 | 0 | 0 | 0 | 0 | 0 | 0 | 0 | 0 | 0
Installation Arrangement | Arrangement | Cable Spacing | Single/Trefoil/Quad
| Cleat Width | Cleat Width |  | 0 | 0 | 0 | 0 | 0 | 0 | 0 | 0 | 0 | 0
| Correction value |  |  | 0 | 0 | 0 | 0 | 0 | 0 | 0 | 0 | 0 | 0
Type/Weight | Containment Type
| Duty |  |  |  |  | Notes:
| Containment |  | Kg/M | 0
| Cable(s) |  | Kg/M | 0
| Total Weight |  | Kg/M | 0
Containment Size | Spare capacity |  | % | 30%
| Tray Space Required. |  | mm | 0
| Tray Space Inc. Spare |  | mm | 0
| Size |  | Width | 0
General | Containment Table Ref.
| Floor Level | [12 empty] | 0
Cable Reference: | [13 empty] | From | To | Cable Reference | Containment logic calc
[14 empty] | 0 | 0 | 0
Cable | Supply From |  | Origin panel ref | [10 empty] | 0 | 0 | 0 | 0 | 0
| Supply To |  | End point ref | [10 empty] | 0 | 0 | 0 | TRUE | TRUE
| Cable Type | [12 empty] | 0 | 0 | 0 | 0 | 0
| No. of Cores | [12 empty] | 0 | 0 | 0 | TRUE | TRUE
| Cross Sectional Area | [12 empty] | 0 | 0 | 0 | 0 | 0
| Cables in circuit | [12 empty] | 0 | 0 | 0 | TRUE | TRUE
| Nominal Diameter |  |  | 0 | 0 | 0 | 0 | 0 | 0 | 0 | 0 | 0 | 0 | 0 | 0 | 0 | 0 | 0
| Minimum Bend Radius |  |  | 0 | 0 | 0 | 0 | 0 | 0 | 0 | 0 | 0 | 0 | 0 | 0 | 0 | TRUE | TRUE
| Installation allowance |  | mm per cable | [10 empty] | 0 | 0 | 0 | 0 | TRUE
| Cable Weight |  | Kg/M | 0 | 0 | 0 | 0 | 0 | 0 | 0 | 0 | 0 | 0
Installation Arrangement | Arrangement | Cable Spacing | Single/Trefoil/Quad
| Cleat Width | Cleat Width |  | 0 | 0 | 0 | 0 | 0 | 0 | 0 | 0 | 0 | 0
| Correction value |  |  | 0 | 0 | 0 | 0 | 0 | 0 | 0 | 0 | 0 | 0
Type/Weight | Containment Type
| Duty |  |  |  |  | Notes:
| Containment |  | Kg/M | 0
| Cable(s) |  | Kg/M | 0
| Total Weight |  | Kg/M | 0
Containment Size | Spare capacity |  | % | 30%
| Tray Space Required. |  | mm | 0
| Tray Space Inc. Spare |  | mm | 0
| Size |  | Width | 0
General | Containment Table Ref.
| Floor Level | [12 empty] | 0
Cable Reference: | [13 empty] | From | To | Cable Reference | Containment logic calc
[14 empty] | 0 | 0 | 0
Cable | Supply From |  | Origin panel ref | [10 empty] | 0 | 0 | 0 | 0 | 0
| Supply To |  | End point ref | [10 empty] | 0 | 0 | 0 | TRUE | TRUE
| Cable Type | [12 empty] | 0 | 0 | 0 | 0 | 0
| No. of Cores | [12 empty] | 0 | 0 | 0 | TRUE | TRUE
| Cross Sectional Area | [12 empty] | 0 | 0 | 0 | 0 | 0
| Cables in circuit | [12 empty] | 0 | 0 | 0 | TRUE | TRUE
| Nominal Diameter |  |  | 0 | 0 | 0 | 0 | 0 | 0 | 0 | 0 | 0 | 0 | 0 | 0 | 0 | 0 | 0
| Minimum Bend Radius |  |  | 0 | 0 | 0 | 0 | 0 | 0 | 0 | 0 | 0 | 0 | 0 | 0 | 0 | TRUE | TRUE
| Installation allowance |  | mm per cable | [10 empty] | 0 | 0 | 0 | 0 | TRUE
| Cable Weight |  | Kg/M | 0 | 0 | 0 | 0 | 0 | 0 | 0 | 0 | 0 | 0
Installation Arrangement | Arrangement | Cable Spacing | Single/Trefoil/Quad
| Cleat Width | Cleat Width |  | 0 | 0 | 0 | 0 | 0 | 0 | 0 | 0 | 0 | 0
| Correction value |  |  | 0 | 0 | 0 | 0 | 0 | 0 | 0 | 0 | 0 | 0
Type/Weight | Containment Type
| Duty |  |  |  |  | Notes:
| Containment |  | Kg/M | 0
| Cable(s) |  | Kg/M | 0
| Total Weight |  | Kg/M | 0
Containment Size | Spare capacity |  | % | 30%
| Tray Space Required. |  | mm | 0
| Tray Space Inc. Spare |  | mm | 0
| Size |  | Width | 0
General | Containment Table Ref.
| Floor Level | [12 empty] | 0
Cable Reference: | [13 empty] | From | To | Cable Reference | Containment logic calc
[14 empty] | 0 | 0 | 0
Cable | Supply From |  | Origin panel ref | [10 empty] | 0 | 0 | 0 | 0 | 0
| Supply To |  | End point ref | [10 empty] | 0 | 0 | 0 | TRUE | TRUE
| Cable Type | [12 empty] | 0 | 0 | 0 | 0 | 0
| No. of Cores | [12 empty] | 0 | 0 | 0 | TRUE | TRUE
| Cross Sectional Area | [12 empty] | 0 | 0 | 0 | 0 | 0
| Cables in circuit | [12 empty] | 0 | 0 | 0 | TRUE | TRUE
| Nominal Diameter |  |  | 0 | 0 | 0 | 0 | 0 | 0 | 0 | 0 | 0 | 0 | 0 | 0 | 0 | 0 | 0
| Minimum Bend Radius |  |  | 0 | 0 | 0 | 0 | 0 | 0 | 0 | 0 | 0 | 0 | 0 | 0 | 0 | TRUE | TRUE
| Installation allowance |  | mm per cable | [10 empty] | 0 | 0 | 0 | 0 | TRUE
| Cable Weight |  | Kg/M | 0 | 0 | 0 | 0 | 0 | 0 | 0 | 0 | 0 | 0
Installation Arrangement | Arrangement | Cable Spacing | Single/Trefoil/Quad
| Cleat Width | Cleat Width |  | 0 | 0 | 0 | 0 | 0 | 0 | 0 | 0 | 0 | 0
| Correction value |  |  | 0 | 0 | 0 | 0 | 0 | 0 | 0 | 0 | 0 | 0
Type/Weight | Containment Type
| Duty |  |  |  |  | Notes:
| Containment |  | Kg/M | 0
| Cable(s) |  | Kg/M | 0
| Total Weight |  | Kg/M | 0
Containment Size | Spare capacity |  | % | 30%
| Tray Space Required. |  | mm | 0
| Tray Space Inc. Spare |  | mm | 0
| Size |  | Width | 0
General | Containment Table Ref.
| Floor Level | [12 empty] | 0
Cable Reference: | [13 empty] | From | To | Cable Reference | Containment logic calc
[14 empty] | 0 | 0 | 0
Cable | Supply From |  | Origin panel ref | [10 empty] | 0 | 0 | 0 | 0 | 0
| Supply To |  | End point ref | [10 empty] | 0 | 0 | 0 | TRUE | TRUE
| Cable Type | [12 empty] | 0 | 0 | 0 | 0 | 0
| No. of Cores | [12 empty] | 0 | 0 | 0 | TRUE | TRUE
| Cross Sectional Area | [12 empty] | 0 | 0 | 0 | 0 | 0
| Cables in circuit | [12 empty] | 0 | 0 | 0 | TRUE | TRUE
| Nominal Diameter |  |  | 0 | 0 | 0 | 0 | 0 | 0 | 0 | 0 | 0 | 0 | 0 | 0 | 0 | 0 | 0
| Minimum Bend Radius |  |  | 0 | 0 | 0 | 0 | 0 | 0 | 0 | 0 | 0 | 0 | 0 | 0 | 0 | TRUE | TRUE
| Installation allowance |  | mm per cable | [10 empty] | 0 | 0 | 0 | 0 | TRUE
| Cable Weight |  | Kg/M | 0 | 0 | 0 | 0 | 0 | 0 | 0 | 0 | 0 | 0
Installation Arrangement | Arrangement | Cable Spacing | Single/Trefoil/Quad
| Cleat Width | Cleat Width |  | 0 | 0 | 0 | 0 | 0 | 0 | 0 | 0 | 0 | 0
| Correction value |  |  | 0 | 0 | 0 | 0 | 0 | 0 | 0 | 0 | 0 | 0
Type/Weight | Containment Type
| Duty |  |  |  |  | Notes:
| Containment |  | Kg/M | 0
| Cable(s) |  | Kg/M | 0
| Total Weight |  | Kg/M | 0
Containment Size | Spare capacity |  | % | 30%
| Tray Space Required. |  | mm | 0
| Tray Space Inc. Spare |  | mm | 0
| Size |  | Width | 0
General | Containment Table Ref.
| Floor Level | [12 empty] | 0
Cable Reference: | [13 empty] | From | To | Cable Reference | Containment logic calc
[14 empty] | 0 | 0 | 0
Cable | Supply From |  | Origin panel ref | [10 empty] | 0 | 0 | 0 | 0 | 0
| Supply To |  | End point ref | [10 empty] | 0 | 0 | 0 | TRUE | TRUE
| Cable Type | [12 empty] | 0 | 0 | 0 | 0 | 0
| No. of Cores | [12 empty] | 0 | 0 | 0 | TRUE | TRUE
| Cross Sectional Area | [12 empty] | 0 | 0 | 0 | 0 | 0
| Cables in circuit | [12 empty] | 0 | 0 | 0 | TRUE | TRUE
| Nominal Diameter |  |  | 0 | 0 | 0 | 0 | 0 | 0 | 0 | 0 | 0 | 0 | 0 | 0 | 0 | 0 | 0
| Minimum Bend Radius |  |  | 0 | 0 | 0 | 0 | 0 | 0 | 0 | 0 | 0 | 0 | 0 | 0 | 0 | TRUE | TRUE
| Installation allowance |  | mm per cable | [10 empty] | 0 | 0 | 0 | 0 | TRUE
| Cable Weight |  | Kg/M | 0 | 0 | 0 | 0 | 0 | 0 | 0 | 0 | 0 | 0
Installation Arrangement | Arrangement | Cable Spacing | Single/Trefoil/Quad
| Cleat Width | Cleat Width |  | 0 | 0 | 0 | 0 | 0 | 0 | 0 | 0 | 0 | 0
| Correction value |  |  | 0 | 0 | 0 | 0 | 0 | 0 | 0 | 0 | 0 | 0
Type/Weight | Containment Type
| Duty |  |  |  |  | Notes:
| Containment |  | Kg/M | 0
| Cable(s) |  | Kg/M | 0
| Total Weight |  | Kg/M | 0
Containment Size | Spare capacity |  | % | 30%
| Tray Space Required. |  | mm | 0
| Tray Space Inc. Spare |  | mm | 0
| Size |  | Width | 0
General | Containment Table Ref.
| Floor Level | [12 empty] | 0
Cable Reference: | [13 empty] | From | To | Cable Reference | Containment logic calc
[14 empty] | 0 | 0 | 0
Cable | Supply From |  | Origin panel ref | [10 empty] | 0 | 0 | 0 | 0 | 0
| Supply To |  | End point ref | [10 empty] | 0 | 0 | 0 | TRUE | TRUE
| Cable Type | [12 empty] | 0 | 0 | 0 | 0 | 0
| No. of Cores | [12 empty] | 0 | 0 | 0 | TRUE | TRUE
| Cross Sectional Area | [12 empty] | 0 | 0 | 0 | 0 | 0
| Cables in circuit | [12 empty] | 0 | 0 | 0 | TRUE | TRUE
| Nominal Diameter |  |  | 0 | 0 | 0 | 0 | 0 | 0 | 0 | 0 | 0 | 0 | 0 | 0 | 0 | 0 | 0
| Minimum Bend Radius |  |  | 0 | 0 | 0 | 0 | 0 | 0 | 0 | 0 | 0 | 0 | 0 | 0 | 0 | TRUE | TRUE
| Installation allowance |  | mm per cable | [10 empty] | 0 | 0 | 0 | 0 | TRUE
| Cable Weight |  | Kg/M | 0 | 0 | 0 | 0 | 0 | 0 | 0 | 0 | 0 | 0
Installation Arrangement | Arrangement | Cable Spacing | Single/Trefoil/Quad
| Cleat Width | Cleat Width |  | 0 | 0 | 0 | 0 | 0 | 0 | 0 | 0 | 0 | 0
| Correction value |  |  | 0 | 0 | 0 | 0 | 0 | 0 | 0 | 0 | 0 | 0
Type/Weight | Containment Type
| Duty |  |  |  |  | Notes:
| Containment |  | Kg/M | 0
| Cable(s) |  | Kg/M | 0
| Total Weight |  | Kg/M | 0
Containment Size | Spare capacity |  | % | 30%
| Tray Space Required. |  | mm | 0
| Tray Space Inc. Spare |  | mm | 0
| Size |  | Width | 0
General | Containment Table Ref.
| Floor Level | [12 empty] | 0
Cable Reference: | [13 empty] | From | To | Cable Reference | Containment logic calc
[14 empty] | 0 | 0 | 0
Cable | Supply From |  | Origin panel ref | [10 empty] | 0 | 0 | 0 | 0 | 0
| Supply To |  | End point ref | [10 empty] | 0 | 0 | 0 | TRUE | TRUE
| Cable Type | [12 empty] | 0 | 0 | 0 | 0 | 0
| No. of Cores | [12 empty] | 0 | 0 | 0 | TRUE | TRUE
| Cross Sectional Area | [12 empty] | 0 | 0 | 0 | 0 | 0
| Cables in circuit | [12 empty] | 0 | 0 | 0 | TRUE | TRUE
| Nominal Diameter |  |  | 0 | 0 | 0 | 0 | 0 | 0 | 0 | 0 | 0 | 0 | 0 | 0 | 0 | 0 | 0
| Minimum Bend Radius |  |  | 0 | 0 | 0 | 0 | 0 | 0 | 0 | 0 | 0 | 0 | 0 | 0 | 0 | TRUE | TRUE
| Installation allowance |  | mm per cable | [10 empty] | 0 | 0 | 0 | 0 | TRUE
| Cable Weight |  | Kg/M | 0 | 0 | 0 | 0 | 0 | 0 | 0 | 0 | 0 | 0
Installation Arrangement | Arrangement | Cable Spacing | Single/Trefoil/Quad
| Cleat Width | Cleat Width |  | 0 | 0 | 0 | 0 | 0 | 0 | 0 | 0 | 0 | 0
| Correction value |  |  | 0 | 0 | 0 | 0 | 0 | 0 | 0 | 0 | 0 | 0
Type/Weight | Containment Type
| Duty |  |  |  |  | Notes:
| Containment |  | Kg/M | 0
| Cable(s) |  | Kg/M | 0
| Total Weight |  | Kg/M | 0
Containment Size | Spare capacity |  | % | 30%
| Tray Space Required. |  | mm | 0
| Tray Space Inc. Spare |  | mm | 0
| Size |  | Width | 0
General | Containment Table Ref.
| Floor Level | [12 empty] | 0
Cable Reference: | [13 empty] | From | To | Cable Reference | Containment logic calc
[14 empty] | 0 | 0 | 0
Cable | Supply From |  | Origin panel ref | [10 empty] | 0 | 0 | 0 | 0 | 0
| Supply To |  | End point ref | [10 empty] | 0 | 0 | 0 | TRUE | TRUE
| Cable Type | [12 empty] | 0 | 0 | 0 | 0 | 0
| No. of Cores | [12 empty] | 0 | 0 | 0 | TRUE | TRUE
| Cross Sectional Area | [12 empty] | 0 | 0 | 0 | 0 | 0
| Cables in circuit | [12 empty] | 0 | 0 | 0 | TRUE | TRUE
| Nominal Diameter |  |  | 0 | 0 | 0 | 0 | 0 | 0 | 0 | 0 | 0 | 0 | 0 | 0 | 0 | 0 | 0
| Minimum Bend Radius |  |  | 0 | 0 | 0 | 0 | 0 | 0 | 0 | 0 | 0 | 0 | 0 | 0 | 0 | TRUE | TRUE
| Installation allowance |  | mm per cable | [10 empty] | 0 | 0 | 0 | 0 | TRUE
| Cable Weight |  | Kg/M | 0 | 0 | 0 | 0 | 0 | 0 | 0 | 0 | 0 | 0
Installation Arrangement | Arrangement | Cable Spacing | Single/Trefoil/Quad
| Cleat Width | Cleat Width |  | 0 | 0 | 0 | 0 | 0 | 0 | 0 | 0 | 0 | 0
| Correction value |  |  | 0 | 0 | 0 | 0 | 0 | 0 | 0 | 0 | 0 | 0
Type/Weight | Containment Type
| Duty |  |  |  |  | Notes:
| Containment |  | Kg/M | 0
| Cable(s) |  | Kg/M | 0
| Total Weight |  | Kg/M | 0
Containment Size | Spare capacity |  | % | 30%
| Tray Space Required. |  | mm | 0
| Tray Space Inc. Spare |  | mm | 0
| Size |  | Width | 0
General | Containment Table Ref.
| Floor Level | [12 empty] | 0
Cable Reference: | [13 empty] | From | To | Cable Reference | Containment logic calc
[14 empty] | 0 | 0 | 0
Cable | Supply From |  | Origin panel ref | [10 empty] | 0 | 0 | 0 | 0 | 0
| Supply To |  | End point ref | [10 empty] | 0 | 0 | 0 | TRUE | TRUE
| Cable Type | [12 empty] | 0 | 0 | 0 | 0 | 0
| No. of Cores | [12 empty] | 0 | 0 | 0 | TRUE | TRUE
| Cross Sectional Area | [12 empty] | 0 | 0 | 0 | 0 | 0
| Cables in circuit | [12 empty] | 0 | 0 | 0 | TRUE | TRUE
| Nominal Diameter |  |  | 0 | 0 | 0 | 0 | 0 | 0 | 0 | 0 | 0 | 0 | 0 | 0 | 0 | 0 | 0
| Minimum Bend Radius |  |  | 0 | 0 | 0 | 0 | 0 | 0 | 0 | 0 | 0 | 0 | 0 | 0 | 0 | TRUE | TRUE
| Installation allowance |  | mm per cable | [10 empty] | 0 | 0 | 0 | 0 | TRUE
| Cable Weight |  | Kg/M | 0 | 0 | 0 | 0 | 0 | 0 | 0 | 0 | 0 | 0
Installation Arrangement | Arrangement | Cable Spacing | Single/Trefoil/Quad
| Cleat Width | Cleat Width |  | 0 | 0 | 0 | 0 | 0 | 0 | 0 | 0 | 0 | 0
| Correction value |  |  | 0 | 0 | 0 | 0 | 0 | 0 | 0 | 0 | 0 | 0
Type/Weight | Containment Type
| Duty |  |  |  |  | Notes:
| Containment |  | Kg/M | 0
| Cable(s) |  | Kg/M | 0
| Total Weight |  | Kg/M | 0
Containment Size | Spare capacity |  | % | 30%
| Tray Space Required. |  | mm | 0
| Tray Space Inc. Spare |  | mm | 0
| Size |  | Width | 0
General | Containment Table Ref.
| Floor Level | [12 empty] | 0
Cable Reference: | [13 empty] | From | To | Cable Reference | Containment logic calc
[14 empty] | 0 | 0 | 0
Cable | Supply From |  | Origin panel ref | [10 empty] | 0 | 0 | 0 | 0 | 0
| Supply To |  | End point ref | [10 empty] | 0 | 0 | 0 | TRUE | TRUE
| Cable Type | [12 empty] | 0 | 0 | 0 | 0 | 0
| No. of Cores | [12 empty] | 0 | 0 | 0 | TRUE | TRUE
| Cross Sectional Area | [12 empty] | 0 | 0 | 0 | 0 | 0
| Cables in circuit | [12 empty] | 0 | 0 | 0 | TRUE | TRUE
| Nominal Diameter |  |  | 0 | 0 | 0 | 0 | 0 | 0 | 0 | 0 | 0 | 0 | 0 | 0 | 0 | 0 | 0
| Minimum Bend Radius |  |  | 0 | 0 | 0 | 0 | 0 | 0 | 0 | 0 | 0 | 0 | 0 | 0 | 0 | TRUE | TRUE
| Installation allowance |  | mm per cable | [10 empty] | 0 | 0 | 0 | 0 | TRUE
| Cable Weight |  | Kg/M | 0 | 0 | 0 | 0 | 0 | 0 | 0 | 0 | 0 | 0
Installation Arrangement | Arrangement | Cable Spacing | Single/Trefoil/Quad
| Cleat Width | Cleat Width |  | 0 | 0 | 0 | 0 | 0 | 0 | 0 | 0 | 0 | 0
| Correction value |  |  | 0 | 0 | 0 | 0 | 0 | 0 | 0 | 0 | 0 | 0
Type/Weight | Containment Type
| Duty |  |  |  |  | Notes:
| Containment |  | Kg/M | 0
| Cable(s) |  | Kg/M | 0
| Total Weight |  | Kg/M | 0
Containment Size | Spare capacity |  | % | 30%
| Tray Space Required. |  | mm | 0
| Tray Space Inc. Spare |  | mm | 0
| Size |  | Width | 0
General | Containment Table Ref.
| Floor Level | [12 empty] | 0
Cable Reference: | [13 empty] | From | To | Cable Reference | Containment logic calc
[14 empty] | 0 | 0 | 0
Cable | Supply From |  | Origin panel ref | [10 empty] | 0 | 0 | 0 | 0 | 0
| Supply To |  | End point ref | [10 empty] | 0 | 0 | 0 | TRUE | TRUE
| Cable Type | [12 empty] | 0 | 0 | 0 | 0 | 0
| No. of Cores | [12 empty] | 0 | 0 | 0 | TRUE | TRUE
| Cross Sectional Area | [12 empty] | 0 | 0 | 0 | 0 | 0
| Cables in circuit | [12 empty] | 0 | 0 | 0 | TRUE | TRUE
| Nominal Diameter |  |  | 0 | 0 | 0 | 0 | 0 | 0 | 0 | 0 | 0 | 0 | 0 | 0 | 0 | 0 | 0
| Minimum Bend Radius |  |  | 0 | 0 | 0 | 0 | 0 | 0 | 0 | 0 | 0 | 0 | 0 | 0 | 0 | TRUE | TRUE
| Installation allowance |  | mm per cable | [10 empty] | 0 | 0 | 0 | 0 | TRUE
| Cable Weight |  | Kg/M | 0 | 0 | 0 | 0 | 0 | 0 | 0 | 0 | 0 | 0
Installation Arrangement | Arrangement | Cable Spacing | Single/Trefoil/Quad
| Cleat Width | Cleat Width |  | 0 | 0 | 0 | 0 | 0 | 0 | 0 | 0 | 0 | 0
| Correction value |  |  | 0 | 0 | 0 | 0 | 0 | 0 | 0 | 0 | 0 | 0
Type/Weight | Containment Type
| Duty |  |  |  |  | Notes:
| Containment |  | Kg/M | 0
| Cable(s) |  | Kg/M | 0
| Total Weight |  | Kg/M | 0
Containment Size | Spare capacity |  | % | 30%
| Tray Space Required. |  | mm | 0
| Tray Space Inc. Spare |  | mm | 0
| Size |  | Width | 0
General | Containment Table Ref.
| Floor Level | [12 empty] | 0
Cable Reference: | [13 empty] | From | To | Cable Reference | Containment logic calc
[14 empty] | 0 | 0 | 0
Cable | Supply From |  | Origin panel ref | [10 empty] | 0 | 0 | 0 | 0 | 0
| Supply To |  | End point ref | [10 empty] | 0 | 0 | 0 | TRUE | TRUE
| Cable Type | [12 empty] | 0 | 0 | 0 | 0 | 0
| No. of Cores | [12 empty] | 0 | 0 | 0 | TRUE | TRUE
| Cross Sectional Area | [12 empty] | 0 | 0 | 0 | 0 | 0
| Cables in circuit | [12 empty] | 0 | 0 | 0 | TRUE | TRUE
| Nominal Diameter |  |  | 0 | 0 | 0 | 0 | 0 | 0 | 0 | 0 | 0 | 0 | 0 | 0 | 0 | 0 | 0
| Minimum Bend Radius |  |  | 0 | 0 | 0 | 0 | 0 | 0 | 0 | 0 | 0 | 0 | 0 | 0 | 0 | TRUE | TRUE
| Installation allowance |  | mm per cable | [10 empty] | 0 | 0 | 0 | 0 | TRUE
| Cable Weight |  | Kg/M | 0 | 0 | 0 | 0 | 0 | 0 | 0 | 0 | 0 | 0
Installation Arrangement | Arrangement | Cable Spacing | Single/Trefoil/Quad
| Cleat Width | Cleat Width |  | 0 | 0 | 0 | 0 | 0 | 0 | 0 | 0 | 0 | 0
| Correction value |  |  | 0 | 0 | 0 | 0 | 0 | 0 | 0 | 0 | 0 | 0
Type/Weight | Containment Type
| Duty |  |  |  |  | Notes:
| Containment |  | Kg/M | 0
| Cable(s) |  | Kg/M | 0
| Total Weight |  | Kg/M | 0
Containment Size | Spare capacity |  | % | 30%
| Tray Space Required. |  | mm | 0
| Tray Space Inc. Spare |  | mm | 0
| Size |  | Width | 0
General | Containment Table Ref.
| Floor Level | [12 empty] | 0
Cable Reference: | [13 empty] | From | To | Cable Reference | Containment logic calc
[14 empty] | 0 | 0 | 0
Cable | Supply From |  | Origin panel ref | [10 empty] | 0 | 0 | 0 | 0 | 0
| Supply To |  | End point ref | [10 empty] | 0 | 0 | 0 | TRUE | TRUE
| Cable Type | [12 empty] | 0 | 0 | 0 | 0 | 0
| No. of Cores | [12 empty] | 0 | 0 | 0 | TRUE | TRUE
| Cross Sectional Area | [12 empty] | 0 | 0 | 0 | 0 | 0
| Cables in circuit | [12 empty] | 0 | 0 | 0 | TRUE | TRUE
| Nominal Diameter |  |  | 0 | 0 | 0 | 0 | 0 | 0 | 0 | 0 | 0 | 0 | 0 | 0 | 0 | 0 | 0
| Minimum Bend Radius |  |  | 0 | 0 | 0 | 0 | 0 | 0 | 0 | 0 | 0 | 0 | 0 | 0 | 0 | TRUE | TRUE
| Installation allowance |  | mm per cable | [10 empty] | 0 | 0 | 0 | 0 | TRUE
| Cable Weight |  | Kg/M | 0 | 0 | 0 | 0 | 0 | 0 | 0 | 0 | 0 | 0
Installation Arrangement | Arrangement | Cable Spacing | Single/Trefoil/Quad
| Cleat Width | Cleat Width |  | 0 | 0 | 0 | 0 | 0 | 0 | 0 | 0 | 0 | 0
| Correction value |  |  | 0 | 0 | 0 | 0 | 0 | 0 | 0 | 0 | 0 | 0
Type/Weight | Containment Type
| Duty |  |  |  |  | Notes:
| Containment |  | Kg/M | 0
| Cable(s) |  | Kg/M | 0
| Total Weight |  | Kg/M | 0
Containment Size | Spare capacity |  | % | 30%
| Tray Space Required. |  | mm | 0
| Tray Space Inc. Spare |  | mm | 0
| Size |  | Width | 0
General | Containment Table Ref.
| Floor Level | [12 empty] | 0
Cable Reference: | [13 empty] | From | To | Cable Reference | Containment logic calc
[14 empty] | 0 | 0 | 0
Cable | Supply From |  | Origin panel ref | [10 empty] | 0 | 0 | 0 | 0 | 0
| Supply To |  | End point ref | [10 empty] | 0 | 0 | 0 | TRUE | TRUE
| Cable Type | [12 empty] | 0 | 0 | 0 | 0 | 0
| No. of Cores | [12 empty] | 0 | 0 | 0 | TRUE | TRUE
| Cross Sectional Area | [12 empty] | 0 | 0 | 0 | 0 | 0
| Cables in circuit | [12 empty] | 0 | 0 | 0 | TRUE | TRUE
| Nominal Diameter |  |  | 0 | 0 | 0 | 0 | 0 | 0 | 0 | 0 | 0 | 0 | 0 | 0 | 0 | 0 | 0
| Minimum Bend Radius |  |  | 0 | 0 | 0 | 0 | 0 | 0 | 0 | 0 | 0 | 0 | 0 | 0 | 0 | TRUE | TRUE
| Installation allowance |  | mm per cable | [10 empty] | 0 | 0 | 0 | 0 | TRUE
| Cable Weight |  | Kg/M | 0 | 0 | 0 | 0 | 0 | 0 | 0 | 0 | 0 | 0
Installation Arrangement | Arrangement | Cable Spacing | Single/Trefoil/Quad
| Cleat Width | Cleat Width |  | 0 | 0 | 0 | 0 | 0 | 0 | 0 | 0 | 0 | 0
| Correction value |  |  | 0 | 0 | 0 | 0 | 0 | 0 | 0 | 0 | 0 | 0
Type/Weight | Containment Type
| Duty |  |  |  |  | Notes:
| Containment |  | Kg/M | 0
| Cable(s) |  | Kg/M | 0
| Total Weight |  | Kg/M | 0
Containment Size | Spare capacity |  | % | 30%
| Tray Space Required. |  | mm | 0
| Tray Space Inc. Spare |  | mm | 0
| Size |  | Width | 0
General | Containment Table Ref.
| Floor Level | [12 empty] | 0
Cable Reference: | [13 empty] | From | To | Cable Reference | Containment logic calc
[14 empty] | 0 | 0 | 0
Cable | Supply From |  | Origin panel ref | [10 empty] | 0 | 0 | 0 | 0 | 0
| Supply To |  | End point ref | [10 empty] | 0 | 0 | 0 | TRUE | TRUE
| Cable Type | [12 empty] | 0 | 0 | 0 | 0 | 0
| No. of Cores | [12 empty] | 0 | 0 | 0 | TRUE | TRUE
| Cross Sectional Area | [12 empty] | 0 | 0 | 0 | 0 | 0
| Cables in circuit | [12 empty] | 0 | 0 | 0 | TRUE | TRUE
| Nominal Diameter |  |  | 0 | 0 | 0 | 0 | 0 | 0 | 0 | 0 | 0 | 0 | 0 | 0 | 0 | 0 | 0
| Minimum Bend Radius |  |  | 0 | 0 | 0 | 0 | 0 | 0 | 0 | 0 | 0 | 0 | 0 | 0 | 0 | TRUE | TRUE
| Installation allowance |  | mm per cable | [10 empty] | 0 | 0 | 0 | 0 | TRUE
| Cable Weight |  | Kg/M | 0 | 0 | 0 | 0 | 0 | 0 | 0 | 0 | 0 | 0
Installation Arrangement | Arrangement | Cable Spacing | Single/Trefoil/Quad
| Cleat Width | Cleat Width |  | 0 | 0 | 0 | 0 | 0 | 0 | 0 | 0 | 0 | 0
| Correction value |  |  | 0 | 0 | 0 | 0 | 0 | 0 | 0 | 0 | 0 | 0
Type/Weight | Containment Type
| Duty |  |  |  |  | Notes:
| Containment |  | Kg/M | 0
| Cable(s) |  | Kg/M | 0
| Total Weight |  | Kg/M | 0
Containment Size | Spare capacity |  | % | 30%
| Tray Space Required. |  | mm | 0
| Tray Space Inc. Spare |  | mm | 0
| Size |  | Width | 0
General | Containment Table Ref.
| Floor Level | [12 empty] | 0
Cable Reference: | [13 empty] | From | To | Cable Reference | Containment logic calc
[14 empty] | 0 | 0 | 0
Cable | Supply From |  | Origin panel ref | [10 empty] | 0 | 0 | 0 | 0 | 0
| Supply To |  | End point ref | [10 empty] | 0 | 0 | 0 | TRUE | TRUE
| Cable Type | [12 empty] | 0 | 0 | 0 | 0 | 0
| No. of Cores | [12 empty] | 0 | 0 | 0 | TRUE | TRUE
| Cross Sectional Area | [12 empty] | 0 | 0 | 0 | 0 | 0
| Cables in circuit | [12 empty] | 0 | 0 | 0 | TRUE | TRUE
| Nominal Diameter |  |  | 0 | 0 | 0 | 0 | 0 | 0 | 0 | 0 | 0 | 0 | 0 | 0 | 0 | 0 | 0
| Minimum Bend Radius |  |  | 0 | 0 | 0 | 0 | 0 | 0 | 0 | 0 | 0 | 0 | 0 | 0 | 0 | TRUE | TRUE
| Installation allowance |  | mm per cable | [10 empty] | 0 | 0 | 0 | 0 | TRUE
| Cable Weight |  | Kg/M | 0 | 0 | 0 | 0 | 0 | 0 | 0 | 0 | 0 | 0
Installation Arrangement | Arrangement | Cable Spacing | Single/Trefoil/Quad
| Cleat Width | Cleat Width |  | 0 | 0 | 0 | 0 | 0 | 0 | 0 | 0 | 0 | 0
| Correction value |  |  | 0 | 0 | 0 | 0 | 0 | 0 | 0 | 0 | 0 | 0
Type/Weight | Containment Type
| Duty |  |  |  |  | Notes:
| Containment |  | Kg/M | 0
| Cable(s) |  | Kg/M | 0
| Total Weight |  | Kg/M | 0
Containment Size | Spare capacity |  | % | 30%
| Tray Space Required. |  | mm | 0
| Tray Space Inc. Spare |  | mm | 0
| Size |  | Width | 0
General | Containment Table Ref.
| Floor Level | [12 empty] | 0
Cable Reference: | [13 empty] | From | To | Cable Reference | Containment logic calc
[14 empty] | 0 | 0 | 0
Cable | Supply From |  | Origin panel ref | [10 empty] | 0 | 0 | 0 | 0 | 0
| Supply To |  | End point ref | [10 empty] | 0 | 0 | 0 | TRUE | TRUE
| Cable Type | [12 empty] | 0 | 0 | 0 | 0 | 0
| No. of Cores | [12 empty] | 0 | 0 | 0 | TRUE | TRUE
| Cross Sectional Area | [12 empty] | 0 | 0 | 0 | 0 | 0
| Cables in circuit | [12 empty] | 0 | 0 | 0 | TRUE | TRUE
| Nominal Diameter |  |  | 0 | 0 | 0 | 0 | 0 | 0 | 0 | 0 | 0 | 0 | 0 | 0 | 0 | 0 | 0
| Minimum Bend Radius |  |  | 0 | 0 | 0 | 0 | 0 | 0 | 0 | 0 | 0 | 0 | 0 | 0 | 0 | TRUE | TRUE
| Installation allowance |  | mm per cable | [10 empty] | 0 | 0 | 0 | 0 | TRUE
| Cable Weight |  | Kg/M | 0 | 0 | 0 | 0 | 0 | 0 | 0 | 0 | 0 | 0
Installation Arrangement | Arrangement | Cable Spacing | Single/Trefoil/Quad
| Cleat Width | Cleat Width |  | 0 | 0 | 0 | 0 | 0 | 0 | 0 | 0 | 0 | 0
| Correction value |  |  | 0 | 0 | 0 | 0 | 0 | 0 | 0 | 0 | 0 | 0
Type/Weight | Containment Type
| Duty |  |  |  |  | Notes:
| Containment |  | Kg/M | 0
| Cable(s) |  | Kg/M | 0
| Total Weight |  | Kg/M | 0
Containment Size | Spare capacity |  | % | 30%
| Tray Space Required. |  | mm | 0
| Tray Space Inc. Spare |  | mm | 0
| Size |  | Width | 0
General | Containment Table Ref.
| Floor Level | [12 empty] | 0
Cable Reference: | [13 empty] | From | To | Cable Reference | Containment logic calc
[14 empty] | 0 | 0 | 0
Cable | Supply From |  | Origin panel ref | [10 empty] | 0 | 0 | 0 | 0 | 0
| Supply To |  | End point ref | [10 empty] | 0 | 0 | 0 | TRUE | TRUE
| Cable Type | [12 empty] | 0 | 0 | 0 | 0 | 0
| No. of Cores | [12 empty] | 0 | 0 | 0 | TRUE | TRUE
| Cross Sectional Area | [12 empty] | 0 | 0 | 0 | 0 | 0
| Cables in circuit | [12 empty] | 0 | 0 | 0 | TRUE | TRUE
| Nominal Diameter |  |  | 0 | 0 | 0 | 0 | 0 | 0 | 0 | 0 | 0 | 0 | 0 | 0 | 0 | 0 | 0
| Minimum Bend Radius |  |  | 0 | 0 | 0 | 0 | 0 | 0 | 0 | 0 | 0 | 0 | 0 | 0 | 0 | TRUE | TRUE
| Installation allowance |  | mm per cable | [10 empty] | 0 | 0 | 0 | 0 | TRUE
| Cable Weight |  | Kg/M | 0 | 0 | 0 | 0 | 0 | 0 | 0 | 0 | 0 | 0
Installation Arrangement | Arrangement | Cable Spacing | Single/Trefoil/Quad
| Cleat Width | Cleat Width |  | 0 | 0 | 0 | 0 | 0 | 0 | 0 | 0 | 0 | 0
| Correction value |  |  | 0 | 0 | 0 | 0 | 0 | 0 | 0 | 0 | 0 | 0
Type/Weight | Containment Type
| Duty |  |  |  |  | Notes:
| Containment |  | Kg/M | 0
| Cable(s) |  | Kg/M | 0
| Total Weight |  | Kg/M | 0
Containment Size | Spare capacity |  | % | 30%
| Tray Space Required. |  | mm | 0
| Tray Space Inc. Spare |  | mm | 0
| Size |  | Width | 0
General | Containment Table Ref.
| Floor Level | [12 empty] | 0
Cable Reference: | [13 empty] | From | To | Cable Reference | Containment logic calc
[14 empty] | 0 | 0 | 0
Cable | Supply From |  | Origin panel ref | [10 empty] | 0 | 0 | 0 | 0 | 0
| Supply To |  | End point ref | [10 empty] | 0 | 0 | 0 | TRUE | TRUE
| Cable Type | [12 empty] | 0 | 0 | 0 | 0 | 0
| No. of Cores | [12 empty] | 0 | 0 | 0 | TRUE | TRUE
| Cross Sectional Area | [12 empty] | 0 | 0 | 0 | 0 | 0
| Cables in circuit | [12 empty] | 0 | 0 | 0 | TRUE | TRUE
| Nominal Diameter |  |  | 0 | 0 | 0 | 0 | 0 | 0 | 0 | 0 | 0 | 0 | 0 | 0 | 0 | 0 | 0
| Minimum Bend Radius |  |  | 0 | 0 | 0 | 0 | 0 | 0 | 0 | 0 | 0 | 0 | 0 | 0 | 0 | TRUE | TRUE
| Installation allowance |  | mm per cable | [10 empty] | 0 | 0 | 0 | 0 | TRUE
| Cable Weight |  | Kg/M | 0 | 0 | 0 | 0 | 0 | 0 | 0 | 0 | 0 | 0
Installation Arrangement | Arrangement | Cable Spacing | Single/Trefoil/Quad
| Cleat Width | Cleat Width |  | 0 | 0 | 0 | 0 | 0 | 0 | 0 | 0 | 0 | 0
| Correction value |  |  | 0 | 0 | 0 | 0 | 0 | 0 | 0 | 0 | 0 | 0
Type/Weight | Containment Type
| Duty |  |  |  |  | Notes:
| Containment |  | Kg/M | 0
| Cable(s) |  | Kg/M | 0
| Total Weight |  | Kg/M | 0
Containment Size | Spare capacity |  | % | 30%
| Tray Space Required. |  | mm | 0
| Tray Space Inc. Spare |  | mm | 0
| Size |  | Width | 0
General | Containment Table Ref.
| Floor Level | [12 empty] | 0
Cable Reference: | [13 empty] | From | To | Cable Reference | Containment logic calc
[14 empty] | 0 | 0 | 0
Cable | Supply From |  | Origin panel ref | [10 empty] | 0 | 0 | 0 | 0 | 0
| Supply To |  | End point ref | [10 empty] | 0 | 0 | 0 | TRUE | TRUE
| Cable Type | [12 empty] | 0 | 0 | 0 | 0 | 0
| No. of Cores | [12 empty] | 0 | 0 | 0 | TRUE | TRUE
| Cross Sectional Area | [12 empty] | 0 | 0 | 0 | 0 | 0
| Cables in circuit | [12 empty] | 0 | 0 | 0 | TRUE | TRUE
| Nominal Diameter |  |  | 0 | 0 | 0 | 0 | 0 | 0 | 0 | 0 | 0 | 0 | 0 | 0 | 0 | 0 | 0
| Minimum Bend Radius |  |  | 0 | 0 | 0 | 0 | 0 | 0 | 0 | 0 | 0 | 0 | 0 | 0 | 0 | TRUE | TRUE
| Installation allowance |  | mm per cable | [10 empty] | 0 | 0 | 0 | 0 | TRUE
| Cable Weight |  | Kg/M | 0 | 0 | 0 | 0 | 0 | 0 | 0 | 0 | 0 | 0
Installation Arrangement | Arrangement | Cable Spacing | Single/Trefoil/Quad
| Cleat Width | Cleat Width |  | 0 | 0 | 0 | 0 | 0 | 0 | 0 | 0 | 0 | 0
| Correction value |  |  | 0 | 0 | 0 | 0 | 0 | 0 | 0 | 0 | 0 | 0
Type/Weight | Containment Type
| Duty |  |  |  |  | Notes:
| Containment |  | Kg/M | 0
| Cable(s) |  | Kg/M | 0
| Total Weight |  | Kg/M | 0
Containment Size | Spare capacity |  | % | 30%
| Tray Space Required. |  | mm | 0
| Tray Space Inc. Spare |  | mm | 0
| Size |  | Width | 0
General | Containment Table Ref.
| Floor Level | [12 empty] | 0
Cable Reference: | [13 empty] | From | To | Cable Reference | Containment logic calc
[14 empty] | 0 | 0 | 0
Cable | Supply From |  | Origin panel ref | [10 empty] | 0 | 0 | 0 | 0 | 0
| Supply To |  | End point ref | [10 empty] | 0 | 0 | 0 | TRUE | TRUE
| Cable Type | [12 empty] | 0 | 0 | 0 | 0 | 0
| No. of Cores | [12 empty] | 0 | 0 | 0 | TRUE | TRUE
| Cross Sectional Area | [12 empty] | 0 | 0 | 0 | 0 | 0
| Cables in circuit | [12 empty] | 0 | 0 | 0 | TRUE | TRUE
| Nominal Diameter |  |  | 0 | 0 | 0 | 0 | 0 | 0 | 0 | 0 | 0 | 0 | 0 | 0 | 0 | 0 | 0
| Minimum Bend Radius |  |  | 0 | 0 | 0 | 0 | 0 | 0 | 0 | 0 | 0 | 0 | 0 | 0 | 0 | TRUE | TRUE
| Installation allowance |  | mm per cable | [10 empty] | 0 | 0 | 0 | 0 | TRUE
| Cable Weight |  | Kg/M | 0 | 0 | 0 | 0 | 0 | 0 | 0 | 0 | 0 | 0
Installation Arrangement | Arrangement | Cable Spacing | Single/Trefoil/Quad
| Cleat Width | Cleat Width |  | 0 | 0 | 0 | 0 | 0 | 0 | 0 | 0 | 0 | 0
| Correction value |  |  | 0 | 0 | 0 | 0 | 0 | 0 | 0 | 0 | 0 | 0
Type/Weight | Containment Type
| Duty |  |  |  |  | Notes:
| Containment |  | Kg/M | 0
| Cable(s) |  | Kg/M | 0
| Total Weight |  | Kg/M | 0
Containment Size | Spare capacity |  | % | 30%
| Tray Space Required. |  | mm | 0
| Tray Space Inc. Spare |  | mm | 0
| Size |  | Width | 0
General | Containment Table Ref.
| Floor Level | [12 empty] | 0
Cable Reference: | [13 empty] | From | To | Cable Reference | Containment logic calc
[14 empty] | 0 | 0 | 0
Cable | Supply From |  | Origin panel ref | [10 empty] | 0 | 0 | 0 | 0 | 0
| Supply To |  | End point ref | [10 empty] | 0 | 0 | 0 | TRUE | TRUE
| Cable Type | [12 empty] | 0 | 0 | 0 | 0 | 0
| No. of Cores | [12 empty] | 0 | 0 | 0 | TRUE | TRUE
| Cross Sectional Area | [12 empty] | 0 | 0 | 0 | 0 | 0
| Cables in circuit | [12 empty] | 0 | 0 | 0 | TRUE | TRUE
| Nominal Diameter |  |  | 0 | 0 | 0 | 0 | 0 | 0 | 0 | 0 | 0 | 0 | 0 | 0 | 0 | 0 | 0
| Minimum Bend Radius |  |  | 0 | 0 | 0 | 0 | 0 | 0 | 0 | 0 | 0 | 0 | 0 | 0 | 0 | TRUE | TRUE
| Installation allowance |  | mm per cable | [10 empty] | 0 | 0 | 0 | 0 | TRUE
| Cable Weight |  | Kg/M | 0 | 0 | 0 | 0 | 0 | 0 | 0 | 0 | 0 | 0
Installation Arrangement | Arrangement | Cable Spacing | Single/Trefoil/Quad
| Cleat Width | Cleat Width |  | 0 | 0 | 0 | 0 | 0 | 0 | 0 | 0 | 0 | 0
| Correction value |  |  | 0 | 0 | 0 | 0 | 0 | 0 | 0 | 0 | 0 | 0
Type/Weight | Containment Type
| Duty |  |  |  |  | Notes:
| Containment |  | Kg/M | 0
| Cable(s) |  | Kg/M | 0
| Total Weight |  | Kg/M | 0
Containment Size | Spare capacity |  | % | 30%
| Tray Space Required. |  | mm | 0
| Tray Space Inc. Spare |  | mm | 0
| Size |  | Width | 0
General | Containment Table Ref.
| Floor Level | [12 empty] | 0
Cable Reference: | [13 empty] | From | To | Cable Reference | Containment logic calc
[14 empty] | 0 | 0 | 0
Cable | Supply From |  | Origin panel ref | [10 empty] | 0 | 0 | 0 | 0 | 0
| Supply To |  | End point ref | [10 empty] | 0 | 0 | 0 | TRUE | TRUE
| Cable Type | [12 empty] | 0 | 0 | 0 | 0 | 0
| No. of Cores | [12 empty] | 0 | 0 | 0 | TRUE | TRUE
| Cross Sectional Area | [12 empty] | 0 | 0 | 0 | 0 | 0
| Cables in circuit | [12 empty] | 0 | 0 | 0 | TRUE | TRUE
| Nominal Diameter |  |  | 0 | 0 | 0 | 0 | 0 | 0 | 0 | 0 | 0 | 0 | 0 | 0 | 0 | 0 | 0
| Minimum Bend Radius |  |  | 0 | 0 | 0 | 0 | 0 | 0 | 0 | 0 | 0 | 0 | 0 | 0 | 0 | TRUE | TRUE
| Installation allowance |  | mm per cable | [10 empty] | 0 | 0 | 0 | 0 | TRUE
| Cable Weight |  | Kg/M | 0 | 0 | 0 | 0 | 0 | 0 | 0 | 0 | 0 | 0
Installation Arrangement | Arrangement | Cable Spacing | Single/Trefoil/Quad
| Cleat Width | Cleat Width |  | 0 | 0 | 0 | 0 | 0 | 0 | 0 | 0 | 0 | 0
| Correction value |  |  | 0 | 0 | 0 | 0 | 0 | 0 | 0 | 0 | 0 | 0
Type/Weight | Containment Type
| Duty |  |  |  |  | Notes:
| Containment |  | Kg/M | 0
| Cable(s) |  | Kg/M | 0
| Total Weight |  | Kg/M | 0
Containment Size | Spare capacity |  | % | 30%
| Tray Space Required. |  | mm | 0
| Tray Space Inc. Spare |  | mm | 0
| Size |  | Width | 0
General | Containment Table Ref.
| Floor Level | [12 empty] | 0
Cable Reference: | [13 empty] | From | To | Cable Reference | Containment logic calc
[14 empty] | 0 | 0 | 0
Cable | Supply From |  | Origin panel ref | [10 empty] | 0 | 0 | 0 | 0 | 0
| Supply To |  | End point ref | [10 empty] | 0 | 0 | 0 | TRUE | TRUE
| Cable Type | [12 empty] | 0 | 0 | 0 | 0 | 0
| No. of Cores | [12 empty] | 0 | 0 | 0 | TRUE | TRUE
| Cross Sectional Area | [12 empty] | 0 | 0 | 0 | 0 | 0
| Cables in circuit | [12 empty] | 0 | 0 | 0 | TRUE | TRUE
| Nominal Diameter |  |  | 0 | 0 | 0 | 0 | 0 | 0 | 0 | 0 | 0 | 0 | 0 | 0 | 0 | 0 | 0
| Minimum Bend Radius |  |  | 0 | 0 | 0 | 0 | 0 | 0 | 0 | 0 | 0 | 0 | 0 | 0 | 0 | TRUE | TRUE
| Installation allowance |  | mm per cable | [10 empty] | 0 | 0 | 0 | 0 | TRUE
| Cable Weight |  | Kg/M | 0 | 0 | 0 | 0 | 0 | 0 | 0 | 0 | 0 | 0
Installation Arrangement | Arrangement | Cable Spacing | Single/Trefoil/Quad
| Cleat Width | Cleat Width |  | 0 | 0 | 0 | 0 | 0 | 0 | 0 | 0 | 0 | 0
| Correction value |  |  | 0 | 0 | 0 | 0 | 0 | 0 | 0 | 0 | 0 | 0
Type/Weight | Containment Type
| Duty |  |  |  |  | Notes:
| Containment |  | Kg/M | 0
| Cable(s) |  | Kg/M | 0
| Total Weight |  | Kg/M | 0
Containment Size | Spare capacity |  | % | 30%
| Tray Space Required. |  | mm | 0
| Tray Space Inc. Spare |  | mm | 0
| Size |  | Width | 0
General | Containment Table Ref.
| Floor Level | [12 empty] | 0
Cable Reference: | [13 empty] | From | To | Cable Reference | Containment logic calc
[14 empty] | 0 | 0 | 0
Cable | Supply From |  | Origin panel ref | [10 empty] | 0 | 0 | 0 | 0 | 0
| Supply To |  | End point ref | [10 empty] | 0 | 0 | 0 | TRUE | TRUE
| Cable Type | [12 empty] | 0 | 0 | 0 | 0 | 0
| No. of Cores | [12 empty] | 0 | 0 | 0 | TRUE | TRUE
| Cross Sectional Area | [12 empty] | 0 | 0 | 0 | 0 | 0
| Cables in circuit | [12 empty] | 0 | 0 | 0 | TRUE | TRUE
| Nominal Diameter |  |  | 0 | 0 | 0 | 0 | 0 | 0 | 0 | 0 | 0 | 0 | 0 | 0 | 0 | 0 | 0
| Minimum Bend Radius |  |  | 0 | 0 | 0 | 0 | 0 | 0 | 0 | 0 | 0 | 0 | 0 | 0 | 0 | TRUE | TRUE
| Installation allowance |  | mm per cable | [10 empty] | 0 | 0 | 0 | 0 | TRUE
| Cable Weight |  | Kg/M | 0 | 0 | 0 | 0 | 0 | 0 | 0 | 0 | 0 | 0
Installation Arrangement | Arrangement | Cable Spacing | Single/Trefoil/Quad
| Cleat Width | Cleat Width |  | 0 | 0 | 0 | 0 | 0 | 0 | 0 | 0 | 0 | 0
| Correction value |  |  | 0 | 0 | 0 | 0 | 0 | 0 | 0 | 0 | 0 | 0
Type/Weight | Containment Type
| Duty |  |  |  |  | Notes:
| Containment |  | Kg/M | 0
| Cable(s) |  | Kg/M | 0
| Total Weight |  | Kg/M | 0
Containment Size | Spare capacity |  | % | 30%
| Tray Space Required. |  | mm | 0
| Tray Space Inc. Spare |  | mm | 0
| Size |  | Width | 0
General | Containment Table Ref.
| Floor Level | [12 empty] | 0
Cable Reference: | [13 empty] | From | To | Cable Reference | Containment logic calc
[14 empty] | 0 | 0 | 0
Cable | Supply From |  | Origin panel ref | [10 empty] | 0 | 0 | 0 | 0 | 0
| Supply To |  | End point ref | [10 empty] | 0 | 0 | 0 | TRUE | TRUE
| Cable Type | [12 empty] | 0 | 0 | 0 | 0 | 0
| No. of Cores | [12 empty] | 0 | 0 | 0 | TRUE | TRUE
| Cross Sectional Area | [12 empty] | 0 | 0 | 0 | 0 | 0
| Cables in circuit | [12 empty] | 0 | 0 | 0 | TRUE | TRUE
| Nominal Diameter |  |  | 0 | 0 | 0 | 0 | 0 | 0 | 0 | 0 | 0 | 0 | 0 | 0 | 0 | 0 | 0
| Minimum Bend Radius |  |  | 0 | 0 | 0 | 0 | 0 | 0 | 0 | 0 | 0 | 0 | 0 | 0 | 0 | TRUE | TRUE
| Installation allowance |  | mm per cable | [10 empty] | 0 | 0 | 0 | 0 | TRUE
| Cable Weight |  | Kg/M | 0 | 0 | 0 | 0 | 0 | 0 | 0 | 0 | 0 | 0
Installation Arrangement | Arrangement | Cable Spacing | Single/Trefoil/Quad
| Cleat Width | Cleat Width |  | 0 | 0 | 0 | 0 | 0 | 0 | 0 | 0 | 0 | 0
| Correction value |  |  | 0 | 0 | 0 | 0 | 0 | 0 | 0 | 0 | 0 | 0
Type/Weight | Containment Type
| Duty |  |  |  |  | Notes:
| Containment |  | Kg/M | 0
| Cable(s) |  | Kg/M | 0
| Total Weight |  | Kg/M | 0
Containment Size | Spare capacity |  | % | 30%
| Tray Space Required. |  | mm | 0
| Tray Space Inc. Spare |  | mm | 0
| Size |  | Width | 0
General | Containment Table Ref.
| Floor Level | [12 empty] | 0
Cable Reference: | [13 empty] | From | To | Cable Reference | Containment logic calc
[14 empty] | 0 | 0 | 0
Cable | Supply From |  | Origin panel ref | [10 empty] | 0 | 0 | 0 | 0 | 0
| Supply To |  | End point ref | [10 empty] | 0 | 0 | 0 | TRUE | TRUE
| Cable Type | [12 empty] | 0 | 0 | 0 | 0 | 0
| No. of Cores | [12 empty] | 0 | 0 | 0 | TRUE | TRUE
| Cross Sectional Area | [12 empty] | 0 | 0 | 0 | 0 | 0
| Cables in circuit | [12 empty] | 0 | 0 | 0 | TRUE | TRUE
| Nominal Diameter |  |  | 0 | 0 | 0 | 0 | 0 | 0 | 0 | 0 | 0 | 0 | 0 | 0 | 0 | 0 | 0
| Minimum Bend Radius |  |  | 0 | 0 | 0 | 0 | 0 | 0 | 0 | 0 | 0 | 0 | 0 | 0 | 0 | TRUE | TRUE
| Installation allowance |  | mm per cable | [10 empty] | 0 | 0 | 0 | 0 | TRUE
| Cable Weight |  | Kg/M | 0 | 0 | 0 | 0 | 0 | 0 | 0 | 0 | 0 | 0
Installation Arrangement | Arrangement | Cable Spacing | Single/Trefoil/Quad
| Cleat Width | Cleat Width |  | 0 | 0 | 0 | 0 | 0 | 0 | 0 | 0 | 0 | 0
| Correction value |  |  | 0 | 0 | 0 | 0 | 0 | 0 | 0 | 0 | 0 | 0
Type/Weight | Containment Type
| Duty |  |  |  |  | Notes:
| Containment |  | Kg/M | 0
| Cable(s) |  | Kg/M | 0
| Total Weight |  | Kg/M | 0
Containment Size | Spare capacity |  | % | 30%
| Tray Space Required. |  | mm | 0
| Tray Space Inc. Spare |  | mm | 0
| Size |  | Width | 0
General | Containment Table Ref.
| Floor Level | [12 empty] | 0
Cable Reference: | [13 empty] | From | To | Cable Reference | Containment logic calc
[14 empty] | 0 | 0 | 0
Cable | Supply From |  | Origin panel ref | [10 empty] | 0 | 0 | 0 | 0 | 0
| Supply To |  | End point ref | [10 empty] | 0 | 0 | 0 | TRUE | TRUE
| Cable Type | [12 empty] | 0 | 0 | 0 | 0 | 0
| No. of Cores | [12 empty] | 0 | 0 | 0 | TRUE | TRUE
| Cross Sectional Area | [12 empty] | 0 | 0 | 0 | 0 | 0
| Cables in circuit | [12 empty] | 0 | 0 | 0 | TRUE | TRUE
| Nominal Diameter |  |  | 0 | 0 | 0 | 0 | 0 | 0 | 0 | 0 | 0 | 0 | 0 | 0 | 0 | 0 | 0
| Minimum Bend Radius |  |  | 0 | 0 | 0 | 0 | 0 | 0 | 0 | 0 | 0 | 0 | 0 | 0 | 0 | TRUE | TRUE
| Installation allowance |  | mm per cable | [10 empty] | 0 | 0 | 0 | 0 | TRUE
| Cable Weight |  | Kg/M | 0 | 0 | 0 | 0 | 0 | 0 | 0 | 0 | 0 | 0
Installation Arrangement | Arrangement | Cable Spacing | Single/Trefoil/Quad
| Cleat Width | Cleat Width |  | 0 | 0 | 0 | 0 | 0 | 0 | 0 | 0 | 0 | 0
| Correction value |  |  | 0 | 0 | 0 | 0 | 0 | 0 | 0 | 0 | 0 | 0
Type/Weight | Containment Type
| Duty |  |  |  |  | Notes:
| Containment |  | Kg/M | 0
| Cable(s) |  | Kg/M | 0
| Total Weight |  | Kg/M | 0
Containment Size | Spare capacity |  | % | 30%
| Tray Space Required. |  | mm | 0
| Tray Space Inc. Spare |  | mm | 0
| Size |  | Width | 0
General | Containment Table Ref.
| Floor Level | [12 empty] | 0
Cable Reference: | [13 empty] | From | To | Cable Reference | Containment logic calc
[14 empty] | 0 | 0 | 0
Cable | Supply From |  | Origin panel ref | [10 empty] | 0 | 0 | 0 | 0 | 0
| Supply To |  | End point ref | [10 empty] | 0 | 0 | 0 | TRUE | TRUE
| Cable Type | [12 empty] | 0 | 0 | 0 | 0 | 0
| No. of Cores | [12 empty] | 0 | 0 | 0 | TRUE | TRUE
| Cross Sectional Area | [12 empty] | 0 | 0 | 0 | 0 | 0
| Cables in circuit | [12 empty] | 0 | 0 | 0 | TRUE | TRUE
| Nominal Diameter |  |  | 0 | 0 | 0 | 0 | 0 | 0 | 0 | 0 | 0 | 0 | 0 | 0 | 0 | 0 | 0
| Minimum Bend Radius |  |  | 0 | 0 | 0 | 0 | 0 | 0 | 0 | 0 | 0 | 0 | 0 | 0 | 0 | TRUE | TRUE
| Installation allowance |  | mm per cable | [10 empty] | 0 | 0 | 0 | 0 | TRUE
| Cable Weight |  | Kg/M | 0 | 0 | 0 | 0 | 0 | 0 | 0 | 0 | 0 | 0
Installation Arrangement | Arrangement | Cable Spacing | Single/Trefoil/Quad
| Cleat Width | Cleat Width |  | 0 | 0 | 0 | 0 | 0 | 0 | 0 | 0 | 0 | 0
| Correction value |  |  | 0 | 0 | 0 | 0 | 0 | 0 | 0 | 0 | 0 | 0
Type/Weight | Containment Type
| Duty |  |  |  |  | Notes:
| Containment |  | Kg/M | 0
| Cable(s) |  | Kg/M | 0
| Total Weight |  | Kg/M | 0
Containment Size | Spare capacity |  | % | 30%
| Tray Space Required. |  | mm | 0
| Tray Space Inc. Spare |  | mm | 0
| Size |  | Width | 0
General | Containment Table Ref.
| Floor Level | [12 empty] | 0
Cable Reference: | [13 empty] | From | To | Cable Reference | Containment logic calc
[14 empty] | 0 | 0 | 0
Cable | Supply From |  | Origin panel ref | [10 empty] | 0 | 0 | 0 | 0 | 0
| Supply To |  | End point ref | [10 empty] | 0 | 0 | 0 | TRUE | TRUE
| Cable Type | [12 empty] | 0 | 0 | 0 | 0 | 0
| No. of Cores | [12 empty] | 0 | 0 | 0 | TRUE | TRUE
| Cross Sectional Area | [12 empty] | 0 | 0 | 0 | 0 | 0
| Cables in circuit | [12 empty] | 0 | 0 | 0 | TRUE | TRUE
| Nominal Diameter |  |  | 0 | 0 | 0 | 0 | 0 | 0 | 0 | 0 | 0 | 0 | 0 | 0 | 0 | 0 | 0
| Minimum Bend Radius |  |  | 0 | 0 | 0 | 0 | 0 | 0 | 0 | 0 | 0 | 0 | 0 | 0 | 0 | TRUE | TRUE
| Installation allowance |  | mm per cable | [10 empty] | 0 | 0 | 0 | 0 | TRUE
| Cable Weight |  | Kg/M | 0 | 0 | 0 | 0 | 0 | 0 | 0 | 0 | 0 | 0
Installation Arrangement | Arrangement | Cable Spacing | Single/Trefoil/Quad
| Cleat Width | Cleat Width |  | 0 | 0 | 0 | 0 | 0 | 0 | 0 | 0 | 0 | 0
| Correction value |  |  | 0 | 0 | 0 | 0 | 0 | 0 | 0 | 0 | 0 | 0
Type/Weight | Containment Type
| Duty |  |  |  |  | Notes:
| Containment |  | Kg/M | 0
| Cable(s) |  | Kg/M | 0
| Total Weight |  | Kg/M | 0
Containment Size | Spare capacity |  | % | 30%
| Tray Space Required. |  | mm | 0
| Tray Space Inc. Spare |  | mm | 0
| Size |  | Width | 0
General | Containment Table Ref.
| Floor Level | [12 empty] | 0
Cable Reference: | [13 empty] | From | To | Cable Reference | Containment logic calc
[14 empty] | 0 | 0 | 0
Cable | Supply From |  | Origin panel ref | [10 empty] | 0 | 0 | 0 | 0 | 0
| Supply To |  | End point ref | [10 empty] | 0 | 0 | 0 | TRUE | TRUE
| Cable Type | [12 empty] | 0 | 0 | 0 | 0 | 0
| No. of Cores | [12 empty] | 0 | 0 | 0 | TRUE | TRUE
| Cross Sectional Area | [12 empty] | 0 | 0 | 0 | 0 | 0
| Cables in circuit | [12 empty] | 0 | 0 | 0 | TRUE | TRUE
| Nominal Diameter |  |  | 0 | 0 | 0 | 0 | 0 | 0 | 0 | 0 | 0 | 0 | 0 | 0 | 0 | 0 | 0
| Minimum Bend Radius |  |  | 0 | 0 | 0 | 0 | 0 | 0 | 0 | 0 | 0 | 0 | 0 | 0 | 0 | TRUE | TRUE
| Installation allowance |  | mm per cable | [10 empty] | 0 | 0 | 0 | 0 | TRUE
| Cable Weight |  | Kg/M | 0 | 0 | 0 | 0 | 0 | 0 | 0 | 0 | 0 | 0
Installation Arrangement | Arrangement | Cable Spacing | Single/Trefoil/Quad
| Cleat Width | Cleat Width |  | 0 | 0 | 0 | 0 | 0 | 0 | 0 | 0 | 0 | 0
| Correction value |  |  | 0 | 0 | 0 | 0 | 0 | 0 | 0 | 0 | 0 | 0
Type/Weight | Containment Type
| Duty |  |  |  |  | Notes:
| Containment |  | Kg/M | 0
| Cable(s) |  | Kg/M | 0
| Total Weight |  | Kg/M | 0
Containment Size | Spare capacity |  | % | 30%
| Tray Space Required. |  | mm | 0
| Tray Space Inc. Spare |  | mm | 0
| Size |  | Width | 0
General | Containment Table Ref.
| Floor Level | [12 empty] | 0
Cable Reference: | [13 empty] | From | To | Cable Reference | Containment logic calc
[14 empty] | 0 | 0 | 0
Cable | Supply From |  | Origin panel ref | [10 empty] | 0 | 0 | 0 | 0 | 0
| Supply To |  | End point ref | [10 empty] | 0 | 0 | 0 | TRUE | TRUE
| Cable Type | [12 empty] | 0 | 0 | 0 | 0 | 0
| No. of Cores | [12 empty] | 0 | 0 | 0 | TRUE | TRUE
| Cross Sectional Area | [12 empty] | 0 | 0 | 0 | 0 | 0
| Cables in circuit | [12 empty] | 0 | 0 | 0 | TRUE | TRUE
| Nominal Diameter |  |  | 0 | 0 | 0 | 0 | 0 | 0 | 0 | 0 | 0 | 0 | 0 | 0 | 0 | 0 | 0
| Minimum Bend Radius |  |  | 0 | 0 | 0 | 0 | 0 | 0 | 0 | 0 | 0 | 0 | 0 | 0 | 0 | TRUE | TRUE
| Installation allowance |  | mm per cable | [10 empty] | 0 | 0 | 0 | 0 | TRUE
| Cable Weight |  | Kg/M | 0 | 0 | 0 | 0 | 0 | 0 | 0 | 0 | 0 | 0
Installation Arrangement | Arrangement | Cable Spacing | Single/Trefoil/Quad
| Cleat Width | Cleat Width |  | 0 | 0 | 0 | 0 | 0 | 0 | 0 | 0 | 0 | 0
| Correction value |  |  | 0 | 0 | 0 | 0 | 0 | 0 | 0 | 0 | 0 | 0
Type/Weight | Containment Type
| Duty |  |  |  |  | Notes:
| Containment |  | Kg/M | 0
| Cable(s) |  | Kg/M | 0
| Total Weight |  | Kg/M | 0
Containment Size | Spare capacity |  | % | 30%
| Tray Space Required. |  | mm | 0
| Tray Space Inc. Spare |  | mm | 0
| Size |  | Width | 0
General | Containment Table Ref.
| Floor Level | [12 empty] | 0
Cable Reference: | [13 empty] | From | To | Cable Reference | Containment logic calc
[14 empty] | 0 | 0 | 0
Cable | Supply From |  | Origin panel ref | [10 empty] | 0 | 0 | 0 | 0 | 0
| Supply To |  | End point ref | [10 empty] | 0 | 0 | 0 | TRUE | TRUE
| Cable Type | [12 empty] | 0 | 0 | 0 | 0 | 0
| No. of Cores | [12 empty] | 0 | 0 | 0 | TRUE | TRUE
| Cross Sectional Area | [12 empty] | 0 | 0 | 0 | 0 | 0
| Cables in circuit | [12 empty] | 0 | 0 | 0 | TRUE | TRUE
| Nominal Diameter |  |  | 0 | 0 | 0 | 0 | 0 | 0 | 0 | 0 | 0 | 0 | 0 | 0 | 0 | 0 | 0
| Minimum Bend Radius |  |  | 0 | 0 | 0 | 0 | 0 | 0 | 0 | 0 | 0 | 0 | 0 | 0 | 0 | TRUE | TRUE
| Installation allowance |  | mm per cable | [10 empty] | 0 | 0 | 0 | 0 | TRUE
| Cable Weight |  | Kg/M | 0 | 0 | 0 | 0 | 0 | 0 | 0 | 0 | 0 | 0
Installation Arrangement | Arrangement | Cable Spacing | Single/Trefoil/Quad
| Cleat Width | Cleat Width |  | 0 | 0 | 0 | 0 | 0 | 0 | 0 | 0 | 0 | 0
| Correction value |  |  | 0 | 0 | 0 | 0 | 0 | 0 | 0 | 0 | 0 | 0
Type/Weight | Containment Type
| Duty |  |  |  |  | Notes:
| Containment |  | Kg/M | 0
| Cable(s) |  | Kg/M | 0
| Total Weight |  | Kg/M | 0
Containment Size | Spare capacity |  | % | 30%
| Tray Space Required. |  | mm | 0
| Tray Space Inc. Spare |  | mm | 0
| Size |  | Width | 0
General | Containment Table Ref.
| Floor Level | [12 empty] | 0
Cable Reference: | [13 empty] | From | To | Cable Reference | Containment logic calc
[14 empty] | 0 | 0 | 0
Cable | Supply From |  | Origin panel ref | [10 empty] | 0 | 0 | 0 | 0 | 0
| Supply To |  | End point ref | [10 empty] | 0 | 0 | 0 | TRUE | TRUE
| Cable Type | [12 empty] | 0 | 0 | 0 | 0 | 0
| No. of Cores | [12 empty] | 0 | 0 | 0 | TRUE | TRUE
| Cross Sectional Area | [12 empty] | 0 | 0 | 0 | 0 | 0
| Cables in circuit | [12 empty] | 0 | 0 | 0 | TRUE | TRUE
| Nominal Diameter |  |  | 0 | 0 | 0 | 0 | 0 | 0 | 0 | 0 | 0 | 0 | 0 | 0 | 0 | 0 | 0
| Minimum Bend Radius |  |  | 0 | 0 | 0 | 0 | 0 | 0 | 0 | 0 | 0 | 0 | 0 | 0 | 0 | TRUE | TRUE
| Installation allowance |  | mm per cable | [10 empty] | 0 | 0 | 0 | 0 | TRUE
| Cable Weight |  | Kg/M | 0 | 0 | 0 | 0 | 0 | 0 | 0 | 0 | 0 | 0
Installation Arrangement | Arrangement | Cable Spacing | Single/Trefoil/Quad
| Cleat Width | Cleat Width |  | 0 | 0 | 0 | 0 | 0 | 0 | 0 | 0 | 0 | 0
| Correction value |  |  | 0 | 0 | 0 | 0 | 0 | 0 | 0 | 0 | 0 | 0
Type/Weight | Containment Type
| Duty |  |  |  |  | Notes:
| Containment |  | Kg/M | 0
| Cable(s) |  | Kg/M | 0
| Total Weight |  | Kg/M | 0
Containment Size | Spare capacity |  | % | 30%
| Tray Space Required. |  | mm | 0
| Tray Space Inc. Spare |  | mm | 0
| Size |  | Width | 0
General | Containment Table Ref.
| Floor Level | [12 empty] | 0
Cable Reference: | [13 empty] | From | To | Cable Reference | Containment logic calc
[14 empty] | 0 | 0 | 0
Cable | Supply From |  | Origin panel ref | [10 empty] | 0 | 0 | 0 | 0 | 0
| Supply To |  | End point ref | [10 empty] | 0 | 0 | 0 | TRUE | TRUE
| Cable Type | [12 empty] | 0 | 0 | 0 | 0 | 0
| No. of Cores | [12 empty] | 0 | 0 | 0 | TRUE | TRUE
| Cross Sectional Area | [12 empty] | 0 | 0 | 0 | 0 | 0
| Cables in circuit | [12 empty] | 0 | 0 | 0 | TRUE | TRUE
| Nominal Diameter |  |  | 0 | 0 | 0 | 0 | 0 | 0 | 0 | 0 | 0 | 0 | 0 | 0 | 0 | 0 | 0
| Minimum Bend Radius |  |  | 0 | 0 | 0 | 0 | 0 | 0 | 0 | 0 | 0 | 0 | 0 | 0 | 0 | TRUE | TRUE
| Installation allowance |  | mm per cable | [10 empty] | 0 | 0 | 0 | 0 | TRUE
| Cable Weight |  | Kg/M | 0 | 0 | 0 | 0 | 0 | 0 | 0 | 0 | 0 | 0
Installation Arrangement | Arrangement | Cable Spacing | Single/Trefoil/Quad
| Cleat Width | Cleat Width |  | 0 | 0 | 0 | 0 | 0 | 0 | 0 | 0 | 0 | 0
| Correction value |  |  | 0 | 0 | 0 | 0 | 0 | 0 | 0 | 0 | 0 | 0
Type/Weight | Containment Type
| Duty |  |  |  |  | Notes:
| Containment |  | Kg/M | 0
| Cable(s) |  | Kg/M | 0
| Total Weight |  | Kg/M | 0
Containment Size | Spare capacity |  | % | 30%
| Tray Space Required. |  | mm | 0
| Tray Space Inc. Spare |  | mm | 0
| Size |  | Width | 0
General | Containment Table Ref.
| Floor Level | [12 empty] | 0
Cable Reference: | [13 empty] | From | To | Cable Reference | Containment logic calc
[14 empty] | 0 | 0 | 0
Cable | Supply From |  | Origin panel ref | [10 empty] | 0 | 0 | 0 | 0 | 0
| Supply To |  | End point ref | [10 empty] | 0 | 0 | 0 | TRUE | TRUE
| Cable Type | [12 empty] | 0 | 0 | 0 | 0 | 0
| No. of Cores | [12 empty] | 0 | 0 | 0 | TRUE | TRUE
| Cross Sectional Area | [12 empty] | 0 | 0 | 0 | 0 | 0
| Cables in circuit | [12 empty] | 0 | 0 | 0 | TRUE | TRUE
| Nominal Diameter |  |  | 0 | 0 | 0 | 0 | 0 | 0 | 0 | 0 | 0 | 0 | 0 | 0 | 0 | 0 | 0
| Minimum Bend Radius |  |  | 0 | 0 | 0 | 0 | 0 | 0 | 0 | 0 | 0 | 0 | 0 | 0 | 0 | TRUE | TRUE
| Installation allowance |  | mm per cable | [10 empty] | 0 | 0 | 0 | 0 | TRUE
| Cable Weight |  | Kg/M | 0 | 0 | 0 | 0 | 0 | 0 | 0 | 0 | 0 | 0
Installation Arrangement | Arrangement | Cable Spacing | Single/Trefoil/Quad
| Cleat Width | Cleat Width |  | 0 | 0 | 0 | 0 | 0 | 0 | 0 | 0 | 0 | 0
| Correction value |  |  | 0 | 0 | 0 | 0 | 0 | 0 | 0 | 0 | 0 | 0
Type/Weight | Containment Type
| Duty |  |  |  |  | Notes:
| Containment |  | Kg/M | 0
| Cable(s) |  | Kg/M | 0
| Total Weight |  | Kg/M | 0
Containment Size | Spare capacity |  | % | 30%
| Tray Space Required. |  | mm | 0
| Tray Space Inc. Spare |  | mm | 0
| Size |  | Width | 0
General | Containment Table Ref.
| Floor Level | [12 empty] | 0
Cable Reference: | [13 empty] | From | To | Cable Reference | Containment logic calc
[14 empty] | 0 | 0 | 0
Cable | Supply From |  | Origin panel ref | [10 empty] | 0 | 0 | 0 | 0 | 0
| Supply To |  | End point ref | [10 empty] | 0 | 0 | 0 | TRUE | TRUE
| Cable Type | [12 empty] | 0 | 0 | 0 | 0 | 0
| No. of Cores | [12 empty] | 0 | 0 | 0 | TRUE | TRUE
| Cross Sectional Area | [12 empty] | 0 | 0 | 0 | 0 | 0
| Cables in circuit | [12 empty] | 0 | 0 | 0 | TRUE | TRUE
| Nominal Diameter |  |  | 0 | 0 | 0 | 0 | 0 | 0 | 0 | 0 | 0 | 0 | 0 | 0 | 0 | 0 | 0
| Minimum Bend Radius |  |  | 0 | 0 | 0 | 0 | 0 | 0 | 0 | 0 | 0 | 0 | 0 | 0 | 0 | TRUE | TRUE
| Installation allowance |  | mm per cable | [10 empty] | 0 | 0 | 0 | 0 | TRUE
| Cable Weight |  | Kg/M | 0 | 0 | 0 | 0 | 0 | 0 | 0 | 0 | 0 | 0
Installation Arrangement | Arrangement | Cable Spacing | Single/Trefoil/Quad
| Cleat Width | Cleat Width |  | 0 | 0 | 0 | 0 | 0 | 0 | 0 | 0 | 0 | 0
| Correction value |  |  | 0 | 0 | 0 | 0 | 0 | 0 | 0 | 0 | 0 | 0
Type/Weight | Containment Type
| Duty |  |  |  |  | Notes:
| Containment |  | Kg/M | 0
| Cable(s) |  | Kg/M | 0
| Total Weight |  | Kg/M | 0
Containment Size | Spare capacity |  | % | 30%
| Tray Space Required. |  | mm | 0
| Tray Space Inc. Spare |  | mm | 0
| Size |  | Width | 0
General | Containment Table Ref.
| Floor Level | [12 empty] | 0
Cable Reference: | [13 empty] | From | To | Cable Reference | Containment logic calc
[14 empty] | 0 | 0 | 0
Cable | Supply From |  | Origin panel ref | [10 empty] | 0 | 0 | 0 | 0 | 0
| Supply To |  | End point ref | [10 empty] | 0 | 0 | 0 | TRUE | TRUE
| Cable Type | [12 empty] | 0 | 0 | 0 | 0 | 0
| No. of Cores | [12 empty] | 0 | 0 | 0 | TRUE | TRUE
| Cross Sectional Area | [12 empty] | 0 | 0 | 0 | 0 | 0
| Cables in circuit | [12 empty] | 0 | 0 | 0 | TRUE | TRUE
| Nominal Diameter |  |  | 0 | 0 | 0 | 0 | 0 | 0 | 0 | 0 | 0 | 0 | 0 | 0 | 0 | 0 | 0
| Minimum Bend Radius |  |  | 0 | 0 | 0 | 0 | 0 | 0 | 0 | 0 | 0 | 0 | 0 | 0 | 0 | TRUE | TRUE
| Installation allowance |  | mm per cable | [10 empty] | 0 | 0 | 0 | 0 | TRUE
| Cable Weight |  | Kg/M | 0 | 0 | 0 | 0 | 0 | 0 | 0 | 0 | 0 | 0
Installation Arrangement | Arrangement | Cable Spacing | Single/Trefoil/Quad
| Cleat Width | Cleat Width |  | 0 | 0 | 0 | 0 | 0 | 0 | 0 | 0 | 0 | 0
| Correction value |  |  | 0 | 0 | 0 | 0 | 0 | 0 | 0 | 0 | 0 | 0
Type/Weight | Containment Type
| Duty |  |  |  |  | Notes:
| Containment |  | Kg/M | 0
| Cable(s) |  | Kg/M | 0
| Total Weight |  | Kg/M | 0
Containment Size | Spare capacity |  | % | 30%
| Tray Space Required. |  | mm | 0
| Tray Space Inc. Spare |  | mm | 0
| Size |  | Width | 0
General | Containment Table Ref.
| Floor Level | [12 empty] | 0
Cable Reference: | [13 empty] | From | To | Cable Reference | Containment logic calc
[14 empty] | 0 | 0 | 0
Cable | Supply From |  | Origin panel ref | [10 empty] | 0 | 0 | 0 | 0 | 0
| Supply To |  | End point ref | [10 empty] | 0 | 0 | 0 | TRUE | TRUE
| Cable Type | [12 empty] | 0 | 0 | 0 | 0 | 0
| No. of Cores | [12 empty] | 0 | 0 | 0 | TRUE | TRUE
| Cross Sectional Area | [12 empty] | 0 | 0 | 0 | 0 | 0
| Cables in circuit | [12 empty] | 0 | 0 | 0 | TRUE | TRUE
| Nominal Diameter |  |  | 0 | 0 | 0 | 0 | 0 | 0 | 0 | 0 | 0 | 0 | 0 | 0 | 0 | 0 | 0
| Minimum Bend Radius |  |  | 0 | 0 | 0 | 0 | 0 | 0 | 0 | 0 | 0 | 0 | 0 | 0 | 0 | TRUE | TRUE
| Installation allowance |  | mm per cable | [10 empty] | 0 | 0 | 0 | 0 | TRUE
| Cable Weight |  | Kg/M | 0 | 0 | 0 | 0 | 0 | 0 | 0 | 0 | 0 | 0
Installation Arrangement | Arrangement | Cable Spacing | Single/Trefoil/Quad
| Cleat Width | Cleat Width |  | 0 | 0 | 0 | 0 | 0 | 0 | 0 | 0 | 0 | 0
| Correction value |  |  | 0 | 0 | 0 | 0 | 0 | 0 | 0 | 0 | 0 | 0
Type/Weight | Containment Type
| Duty |  |  |  |  | Notes:
| Containment |  | Kg/M | 0
| Cable(s) |  | Kg/M | 0
| Total Weight |  | Kg/M | 0
Containment Size | Spare capacity |  | % | 30%
| Tray Space Required. |  | mm | 0
| Tray Space Inc. Spare |  | mm | 0
| Size |  | Width | 0
General | Containment Table Ref.
| Floor Level | [12 empty] | 0
Cable Reference: | [13 empty] | From | To | Cable Reference | Containment logic calc
[14 empty] | 0 | 0 | 0
Cable | Supply From |  | Origin panel ref | [10 empty] | 0 | 0 | 0 | 0 | 0
| Supply To |  | End point ref | [10 empty] | 0 | 0 | 0 | TRUE | TRUE
| Cable Type | [12 empty] | 0 | 0 | 0 | 0 | 0
| No. of Cores | [12 empty] | 0 | 0 | 0 | TRUE | TRUE
| Cross Sectional Area | [12 empty] | 0 | 0 | 0 | 0 | 0
| Cables in circuit | [12 empty] | 0 | 0 | 0 | TRUE | TRUE
| Nominal Diameter |  |  | 0 | 0 | 0 | 0 | 0 | 0 | 0 | 0 | 0 | 0 | 0 | 0 | 0 | 0 | 0
| Minimum Bend Radius |  |  | 0 | 0 | 0 | 0 | 0 | 0 | 0 | 0 | 0 | 0 | 0 | 0 | 0 | TRUE | TRUE
| Installation allowance |  | mm per cable | [10 empty] | 0 | 0 | 0 | 0 | TRUE
| Cable Weight |  | Kg/M | 0 | 0 | 0 | 0 | 0 | 0 | 0 | 0 | 0 | 0
Installation Arrangement | Arrangement | Cable Spacing | Single/Trefoil/Quad
| Cleat Width | Cleat Width |  | 0 | 0 | 0 | 0 | 0 | 0 | 0 | 0 | 0 | 0
| Correction value |  |  | 0 | 0 | 0 | 0 | 0 | 0 | 0 | 0 | 0 | 0
Type/Weight | Containment Type
| Duty |  |  |  |  | Notes:
| Containment |  | Kg/M | 0
| Cable(s) |  | Kg/M | 0
| Total Weight |  | Kg/M | 0
Containment Size | Spare capacity |  | % | 30%
| Tray Space Required. |  | mm | 0
| Tray Space Inc. Spare |  | mm | 0
| Size |  | Width | 0
General | Containment Table Ref.
| Floor Level | [12 empty] | 0
Cable Reference: | [13 empty] | From | To | Cable Reference | Containment logic calc
[14 empty] | 0 | 0 | 0
Cable | Supply From |  | Origin panel ref | [10 empty] | 0 | 0 | 0 | 0 | 0
| Supply To |  | End point ref | [10 empty] | 0 | 0 | 0 | TRUE | TRUE
| Cable Type | [12 empty] | 0 | 0 | 0 | 0 | 0
| No. of Cores | [12 empty] | 0 | 0 | 0 | TRUE | TRUE
| Cross Sectional Area | [12 empty] | 0 | 0 | 0 | 0 | 0
| Cables in circuit | [12 empty] | 0 | 0 | 0 | TRUE | TRUE
| Nominal Diameter |  |  | 0 | 0 | 0 | 0 | 0 | 0 | 0 | 0 | 0 | 0 | 0 | 0 | 0 | 0 | 0
| Minimum Bend Radius |  |  | 0 | 0 | 0 | 0 | 0 | 0 | 0 | 0 | 0 | 0 | 0 | 0 | 0 | TRUE | TRUE
| Installation allowance |  | mm per cable | [10 empty] | 0 | 0 | 0 | 0 | TRUE
| Cable Weight |  | Kg/M | 0 | 0 | 0 | 0 | 0 | 0 | 0 | 0 | 0 | 0
Installation Arrangement | Arrangement | Cable Spacing | Single/Trefoil/Quad
| Cleat Width | Cleat Width |  | 0 | 0 | 0 | 0 | 0 | 0 | 0 | 0 | 0 | 0
| Correction value |  |  | 0 | 0 | 0 | 0 | 0 | 0 | 0 | 0 | 0 | 0
Type/Weight | Containment Type
| Duty |  |  |  |  | Notes:
| Containment |  | Kg/M | 0
| Cable(s) |  | Kg/M | 0
| Total Weight |  | Kg/M | 0
Containment Size | Spare capacity |  | % | 30%
| Tray Space Required. |  | mm | 0
| Tray Space Inc. Spare |  | mm | 0
| Size |  | Width | 0
General | Containment Table Ref.
| Floor Level | [12 empty] | 0
Cable Reference: | [13 empty] | From | To | Cable Reference | Containment logic calc
[14 empty] | 0 | 0 | 0
Cable | Supply From |  | Origin panel ref | [10 empty] | 0 | 0 | 0 | 0 | 0
| Supply To |  | End point ref | [10 empty] | 0 | 0 | 0 | TRUE | TRUE
| Cable Type | [12 empty] | 0 | 0 | 0 | 0 | 0
| No. of Cores | [12 empty] | 0 | 0 | 0 | TRUE | TRUE
| Cross Sectional Area | [12 empty] | 0 | 0 | 0 | 0 | 0
| Cables in circuit | [12 empty] | 0 | 0 | 0 | TRUE | TRUE
| Nominal Diameter |  |  | 0 | 0 | 0 | 0 | 0 | 0 | 0 | 0 | 0 | 0 | 0 | 0 | 0 | 0 | 0
| Minimum Bend Radius |  |  | 0 | 0 | 0 | 0 | 0 | 0 | 0 | 0 | 0 | 0 | 0 | 0 | 0 | TRUE | TRUE
| Installation allowance |  | mm per cable | [10 empty] | 0 | 0 | 0 | 0 | TRUE
| Cable Weight |  | Kg/M | 0 | 0 | 0 | 0 | 0 | 0 | 0 | 0 | 0 | 0
Installation Arrangement | Arrangement | Cable Spacing | Single/Trefoil/Quad
| Cleat Width | Cleat Width |  | 0 | 0 | 0 | 0 | 0 | 0 | 0 | 0 | 0 | 0
| Correction value |  |  | 0 | 0 | 0 | 0 | 0 | 0 | 0 | 0 | 0 | 0
Type/Weight | Containment Type
| Duty |  |  |  |  | Notes:
| Containment |  | Kg/M | 0
| Cable(s) |  | Kg/M | 0
| Total Weight |  | Kg/M | 0
Containment Size | Spare capacity |  | % | 30%
| Tray Space Required. |  | mm | 0
| Tray Space Inc. Spare |  | mm | 0
| Size |  | Width | 0
General | Containment Table Ref.
| Floor Level | [12 empty] | 0
Cable Reference: | [13 empty] | From | To | Cable Reference | Containment logic calc
[14 empty] | 0 | 0 | 0
Cable | Supply From |  | Origin panel ref | [10 empty] | 0 | 0 | 0 | 0 | 0
| Supply To |  | End point ref | [10 empty] | 0 | 0 | 0 | TRUE | TRUE
| Cable Type | [12 empty] | 0 | 0 | 0 | 0 | 0
| No. of Cores | [12 empty] | 0 | 0 | 0 | TRUE | TRUE
| Cross Sectional Area | [12 empty] | 0 | 0 | 0 | 0 | 0
| Cables in circuit | [12 empty] | 0 | 0 | 0 | TRUE | TRUE
| Nominal Diameter |  |  | 0 | 0 | 0 | 0 | 0 | 0 | 0 | 0 | 0 | 0 | 0 | 0 | 0 | 0 | 0
| Minimum Bend Radius |  |  | 0 | 0 | 0 | 0 | 0 | 0 | 0 | 0 | 0 | 0 | 0 | 0 | 0 | TRUE | TRUE
| Installation allowance |  | mm per cable | [10 empty] | 0 | 0 | 0 | 0 | TRUE
| Cable Weight |  | Kg/M | 0 | 0 | 0 | 0 | 0 | 0 | 0 | 0 | 0 | 0
Installation Arrangement | Arrangement | Cable Spacing | Single/Trefoil/Quad
| Cleat Width | Cleat Width |  | 0 | 0 | 0 | 0 | 0 | 0 | 0 | 0 | 0 | 0
| Correction value |  |  | 0 | 0 | 0 | 0 | 0 | 0 | 0 | 0 | 0 | 0
Type/Weight | Containment Type
| Duty |  |  |  |  | Notes:
| Containment |  | Kg/M | 0
| Cable(s) |  | Kg/M | 0
| Total Weight |  | Kg/M | 0
Containment Size | Spare capacity |  | % | 30%
| Tray Space Required. |  | mm | 0
| Tray Space Inc. Spare |  | mm | 0
| Size |  | Width | 0
General | Containment Table Ref.
| Floor Level | [12 empty] | 0
Cable Reference: | [13 empty] | From | To | Cable Reference | Containment logic calc
[14 empty] | 0 | 0 | 0
Cable | Supply From |  | Origin panel ref | [10 empty] | 0 | 0 | 0 | 0 | 0
| Supply To |  | End point ref | [10 empty] | 0 | 0 | 0 | TRUE | TRUE
| Cable Type | [12 empty] | 0 | 0 | 0 | 0 | 0
| No. of Cores | [12 empty] | 0 | 0 | 0 | TRUE | TRUE
| Cross Sectional Area | [12 empty] | 0 | 0 | 0 | 0 | 0
| Cables in circuit | [12 empty] | 0 | 0 | 0 | TRUE | TRUE
| Nominal Diameter |  |  | 0 | 0 | 0 | 0 | 0 | 0 | 0 | 0 | 0 | 0 | 0 | 0 | 0 | 0 | 0
| Minimum Bend Radius |  |  | 0 | 0 | 0 | 0 | 0 | 0 | 0 | 0 | 0 | 0 | 0 | 0 | 0 | TRUE | TRUE
| Installation allowance |  | mm per cable | [10 empty] | 0 | 0 | 0 | 0 | TRUE
| Cable Weight |  | Kg/M | 0 | 0 | 0 | 0 | 0 | 0 | 0 | 0 | 0 | 0
Installation Arrangement | Arrangement | Cable Spacing | Single/Trefoil/Quad
| Cleat Width | Cleat Width |  | 0 | 0 | 0 | 0 | 0 | 0 | 0 | 0 | 0 | 0
| Correction value |  |  | 0 | 0 | 0 | 0 | 0 | 0 | 0 | 0 | 0 | 0
Type/Weight | Containment Type
| Duty |  |  |  |  | Notes:
| Containment |  | Kg/M | 0
| Cable(s) |  | Kg/M | 0
| Total Weight |  | Kg/M | 0
Containment Size | Spare capacity |  | % | 30%
| Tray Space Required. |  | mm | 0
| Tray Space Inc. Spare |  | mm | 0
| Size |  | Width | 0
General | Containment Table Ref.
| Floor Level | [12 empty] | 0
Cable Reference: | [13 empty] | From | To | Cable Reference | Containment logic calc
[14 empty] | 0 | 0 | 0
Cable | Supply From |  | Origin panel ref | [10 empty] | 0 | 0 | 0 | 0 | 0
| Supply To |  | End point ref | [10 empty] | 0 | 0 | 0 | TRUE | TRUE
| Cable Type | [12 empty] | 0 | 0 | 0 | 0 | 0
| No. of Cores | [12 empty] | 0 | 0 | 0 | TRUE | TRUE
| Cross Sectional Area | [12 empty] | 0 | 0 | 0 | 0 | 0
| Cables in circuit | [12 empty] | 0 | 0 | 0 | TRUE | TRUE
| Nominal Diameter |  |  | 0 | 0 | 0 | 0 | 0 | 0 | 0 | 0 | 0 | 0 | 0 | 0 | 0 | 0 | 0
| Minimum Bend Radius |  |  | 0 | 0 | 0 | 0 | 0 | 0 | 0 | 0 | 0 | 0 | 0 | 0 | 0 | TRUE | TRUE
| Installation allowance |  | mm per cable | [10 empty] | 0 | 0 | 0 | 0 | TRUE
| Cable Weight |  | Kg/M | 0 | 0 | 0 | 0 | 0 | 0 | 0 | 0 | 0 | 0
Installation Arrangement | Arrangement | Cable Spacing | Single/Trefoil/Quad
| Cleat Width | Cleat Width |  | 0 | 0 | 0 | 0 | 0 | 0 | 0 | 0 | 0 | 0
| Correction value |  |  | 0 | 0 | 0 | 0 | 0 | 0 | 0 | 0 | 0 | 0
Type/Weight | Containment Type
| Duty |  |  |  |  | Notes:
| Containment |  | Kg/M | 0
| Cable(s) |  | Kg/M | 0
| Total Weight |  | Kg/M | 0
Containment Size | Spare capacity |  | % | 30%
| Tray Space Required. |  | mm | 0
| Tray Space Inc. Spare |  | mm | 0
| Size |  | Width | 0
General | Containment Table Ref.
| Floor Level | [12 empty] | 0
Cable Reference: | [13 empty] | From | To | Cable Reference | Containment logic calc
[14 empty] | 0 | 0 | 0
Cable | Supply From |  | Origin panel ref | [10 empty] | 0 | 0 | 0 | 0 | 0
| Supply To |  | End point ref | [10 empty] | 0 | 0 | 0 | TRUE | TRUE
| Cable Type | [12 empty] | 0 | 0 | 0 | 0 | 0
| No. of Cores | [12 empty] | 0 | 0 | 0 | TRUE | TRUE
| Cross Sectional Area | [12 empty] | 0 | 0 | 0 | 0 | 0
| Cables in circuit | [12 empty] | 0 | 0 | 0 | TRUE | TRUE
| Nominal Diameter |  |  | 0 | 0 | 0 | 0 | 0 | 0 | 0 | 0 | 0 | 0 | 0 | 0 | 0 | 0 | 0
| Minimum Bend Radius |  |  | 0 | 0 | 0 | 0 | 0 | 0 | 0 | 0 | 0 | 0 | 0 | 0 | 0 | TRUE | TRUE
| Installation allowance |  | mm per cable | [10 empty] | 0 | 0 | 0 | 0 | TRUE
| Cable Weight |  | Kg/M | 0 | 0 | 0 | 0 | 0 | 0 | 0 | 0 | 0 | 0
Installation Arrangement | Arrangement | Cable Spacing | Single/Trefoil/Quad
| Cleat Width | Cleat Width |  | 0 | 0 | 0 | 0 | 0 | 0 | 0 | 0 | 0 | 0
| Correction value |  |  | 0 | 0 | 0 | 0 | 0 | 0 | 0 | 0 | 0 | 0
Type/Weight | Containment Type
| Duty |  |  |  |  | Notes:
| Containment |  | Kg/M | 0
| Cable(s) |  | Kg/M | 0
| Total Weight |  | Kg/M | 0
Containment Size | Spare capacity |  | % | 30%
| Tray Space Required. |  | mm | 0
| Tray Space Inc. Spare |  | mm | 0
| Size |  | Width | 0
General | Containment Table Ref.
| Floor Level | [12 empty] | 0
Cable Reference: | [13 empty] | From | To | Cable Reference | Containment logic calc
[14 empty] | 0 | 0 | 0
Cable | Supply From |  | Origin panel ref | [10 empty] | 0 | 0 | 0 | 0 | 0
| Supply To |  | End point ref | [10 empty] | 0 | 0 | 0 | TRUE | TRUE
| Cable Type | [12 empty] | 0 | 0 | 0 | 0 | 0
| No. of Cores | [12 empty] | 0 | 0 | 0 | TRUE | TRUE
| Cross Sectional Area | [12 empty] | 0 | 0 | 0 | 0 | 0
| Cables in circuit | [12 empty] | 0 | 0 | 0 | TRUE | TRUE
| Nominal Diameter |  |  | 0 | 0 | 0 | 0 | 0 | 0 | 0 | 0 | 0 | 0 | 0 | 0 | 0 | 0 | 0
| Minimum Bend Radius |  |  | 0 | 0 | 0 | 0 | 0 | 0 | 0 | 0 | 0 | 0 | 0 | 0 | 0 | TRUE | TRUE
| Installation allowance |  | mm per cable | [10 empty] | 0 | 0 | 0 | 0 | TRUE
| Cable Weight |  | Kg/M | 0 | 0 | 0 | 0 | 0 | 0 | 0 | 0 | 0 | 0
Installation Arrangement | Arrangement | Cable Spacing | Single/Trefoil/Quad
| Cleat Width | Cleat Width |  | 0 | 0 | 0 | 0 | 0 | 0 | 0 | 0 | 0 | 0
| Correction value |  |  | 0 | 0 | 0 | 0 | 0 | 0 | 0 | 0 | 0 | 0
Type/Weight | Containment Type
| Duty |  |  |  |  | Notes:
| Containment |  | Kg/M | 0
| Cable(s) |  | Kg/M | 0
| Total Weight |  | Kg/M | 0
Containment Size | Spare capacity |  | % | 30%
| Tray Space Required. |  | mm | 0
| Tray Space Inc. Spare |  | mm | 0
| Size |  | Width | 0
General | Containment Table Ref.
| Floor Level | [12 empty] | 0
Cable Reference: | [13 empty] | From | To | Cable Reference | Containment logic calc
[14 empty] | 0 | 0 | 0
Cable | Supply From |  | Origin panel ref | [10 empty] | 0 | 0 | 0 | 0 | 0
| Supply To |  | End point ref | [10 empty] | 0 | 0 | 0 | TRUE | TRUE
| Cable Type | [12 empty] | 0 | 0 | 0 | 0 | 0
| No. of Cores | [12 empty] | 0 | 0 | 0 | TRUE | TRUE
| Cross Sectional Area | [12 empty] | 0 | 0 | 0 | 0 | 0
| Cables in circuit | [12 empty] | 0 | 0 | 0 | TRUE | TRUE
| Nominal Diameter |  |  | 0 | 0 | 0 | 0 | 0 | 0 | 0 | 0 | 0 | 0 | 0 | 0 | 0 | 0 | 0
| Minimum Bend Radius |  |  | 0 | 0 | 0 | 0 | 0 | 0 | 0 | 0 | 0 | 0 | 0 | 0 | 0 | TRUE | TRUE
| Installation allowance |  | mm per cable | [10 empty] | 0 | 0 | 0 | 0 | TRUE
| Cable Weight |  | Kg/M | 0 | 0 | 0 | 0 | 0 | 0 | 0 | 0 | 0 | 0
Installation Arrangement | Arrangement | Cable Spacing | Single/Trefoil/Quad
| Cleat Width | Cleat Width |  | 0 | 0 | 0 | 0 | 0 | 0 | 0 | 0 | 0 | 0
| Correction value |  |  | 0 | 0 | 0 | 0 | 0 | 0 | 0 | 0 | 0 | 0
Type/Weight | Containment Type
| Duty |  |  |  |  | Notes:
| Containment |  | Kg/M | 0
| Cable(s) |  | Kg/M | 0
| Total Weight |  | Kg/M | 0
Containment Size | Spare capacity |  | % | 30%
| Tray Space Required. |  | mm | 0
| Tray Space Inc. Spare |  | mm | 0
| Size |  | Width | 0
General | Containment Table Ref.
| Floor Level | [12 empty] | 0
Cable Reference: | [13 empty] | From | To | Cable Reference | Containment logic calc
[14 empty] | 0 | 0 | 0
Cable | Supply From |  | Origin panel ref | [10 empty] | 0 | 0 | 0 | 0 | 0
| Supply To |  | End point ref | [10 empty] | 0 | 0 | 0 | TRUE | TRUE
| Cable Type | [12 empty] | 0 | 0 | 0 | 0 | 0
| No. of Cores | [12 empty] | 0 | 0 | 0 | TRUE | TRUE
| Cross Sectional Area | [12 empty] | 0 | 0 | 0 | 0 | 0
| Cables in circuit | [12 empty] | 0 | 0 | 0 | TRUE | TRUE
| Nominal Diameter |  |  | 0 | 0 | 0 | 0 | 0 | 0 | 0 | 0 | 0 | 0 | 0 | 0 | 0 | 0 | 0
| Minimum Bend Radius |  |  | 0 | 0 | 0 | 0 | 0 | 0 | 0 | 0 | 0 | 0 | 0 | 0 | 0 | TRUE | TRUE
| Installation allowance |  | mm per cable | [10 empty] | 0 | 0 | 0 | 0 | TRUE
| Cable Weight |  | Kg/M | 0 | 0 | 0 | 0 | 0 | 0 | 0 | 0 | 0 | 0
Installation Arrangement | Arrangement | Cable Spacing | Single/Trefoil/Quad
| Cleat Width | Cleat Width |  | 0 | 0 | 0 | 0 | 0 | 0 | 0 | 0 | 0 | 0
| Correction value |  |  | 0 | 0 | 0 | 0 | 0 | 0 | 0 | 0 | 0 | 0
Type/Weight | Containment Type
| Duty |  |  |  |  | Notes:
| Containment |  | Kg/M | 0
| Cable(s) |  | Kg/M | 0
| Total Weight |  | Kg/M | 0
Containment Size | Spare capacity |  | % | 30%
| Tray Space Required. |  | mm | 0
| Tray Space Inc. Spare |  | mm | 0
| Size |  | Width | 0
General | Containment Table Ref.
| Floor Level | [12 empty] | 0
Cable Reference: | [13 empty] | From | To | Cable Reference | Containment logic calc
[14 empty] | 0 | 0 | 0
Cable | Supply From |  | Origin panel ref | [10 empty] | 0 | 0 | 0 | 0 | 0
| Supply To |  | End point ref | [10 empty] | 0 | 0 | 0 | TRUE | TRUE
| Cable Type | [12 empty] | 0 | 0 | 0 | 0 | 0
| No. of Cores | [12 empty] | 0 | 0 | 0 | TRUE | TRUE
| Cross Sectional Area | [12 empty] | 0 | 0 | 0 | 0 | 0
| Cables in circuit | [12 empty] | 0 | 0 | 0 | TRUE | TRUE
| Nominal Diameter |  |  | 0 | 0 | 0 | 0 | 0 | 0 | 0 | 0 | 0 | 0 | 0 | 0 | 0 | 0 | 0
| Minimum Bend Radius |  |  | 0 | 0 | 0 | 0 | 0 | 0 | 0 | 0 | 0 | 0 | 0 | 0 | 0 | TRUE | TRUE
| Installation allowance |  | mm per cable | [10 empty] | 0 | 0 | 0 | 0 | TRUE
| Cable Weight |  | Kg/M | 0 | 0 | 0 | 0 | 0 | 0 | 0 | 0 | 0 | 0
Installation Arrangement | Arrangement | Cable Spacing | Single/Trefoil/Quad
| Cleat Width | Cleat Width |  | 0 | 0 | 0 | 0 | 0 | 0 | 0 | 0 | 0 | 0
| Correction value |  |  | 0 | 0 | 0 | 0 | 0 | 0 | 0 | 0 | 0 | 0
Type/Weight | Containment Type
| Duty |  |  |  |  | Notes:
| Containment |  | Kg/M | 0
| Cable(s) |  | Kg/M | 0
| Total Weight |  | Kg/M | 0
Containment Size | Spare capacity |  | % | 30%
| Tray Space Required. |  | mm | 0
| Tray Space Inc. Spare |  | mm | 0
| Size |  | Width | 0
General | Containment Table Ref.
| Floor Level | [12 empty] | 0
Cable Reference: | [13 empty] | From | To | Cable Reference | Containment logic calc
[14 empty] | 0 | 0 | 0
Cable | Supply From |  | Origin panel ref | [10 empty] | 0 | 0 | 0 | 0 | 0
| Supply To |  | End point ref | [10 empty] | 0 | 0 | 0 | TRUE | TRUE
| Cable Type | [12 empty] | 0 | 0 | 0 | 0 | 0
| No. of Cores | [12 empty] | 0 | 0 | 0 | TRUE | TRUE
| Cross Sectional Area | [12 empty] | 0 | 0 | 0 | 0 | 0
| Cables in circuit | [12 empty] | 0 | 0 | 0 | TRUE | TRUE
| Nominal Diameter |  |  | 0 | 0 | 0 | 0 | 0 | 0 | 0 | 0 | 0 | 0 | 0 | 0 | 0 | 0 | 0
| Minimum Bend Radius |  |  | 0 | 0 | 0 | 0 | 0 | 0 | 0 | 0 | 0 | 0 | 0 | 0 | 0 | TRUE | TRUE
| Installation allowance |  | mm per cable | [10 empty] | 0 | 0 | 0 | 0 | TRUE
| Cable Weight |  | Kg/M | 0 | 0 | 0 | 0 | 0 | 0 | 0 | 0 | 0 | 0
Installation Arrangement | Arrangement | Cable Spacing | Single/Trefoil/Quad
| Cleat Width | Cleat Width |  | 0 | 0 | 0 | 0 | 0 | 0 | 0 | 0 | 0 | 0
| Correction value |  |  | 0 | 0 | 0 | 0 | 0 | 0 | 0 | 0 | 0 | 0
Type/Weight | Containment Type
| Duty |  |  |  |  | Notes:
| Containment |  | Kg/M | 0
| Cable(s) |  | Kg/M | 0
| Total Weight |  | Kg/M | 0
Containment Size | Spare capacity |  | % | 30%
| Tray Space Required. |  | mm | 0
| Tray Space Inc. Spare |  | mm | 0
| Size |  | Width | 0
General | Containment Table Ref.
| Floor Level | [12 empty] | 0
Cable Reference: | [13 empty] | From | To | Cable Reference | Containment logic calc
[14 empty] | 0 | 0 | 0
Cable | Supply From |  | Origin panel ref | [10 empty] | 0 | 0 | 0 | 0 | 0
| Supply To |  | End point ref | [10 empty] | 0 | 0 | 0 | TRUE | TRUE
| Cable Type | [12 empty] | 0 | 0 | 0 | 0 | 0
| No. of Cores | [12 empty] | 0 | 0 | 0 | TRUE | TRUE
| Cross Sectional Area | [12 empty] | 0 | 0 | 0 | 0 | 0
| Cables in circuit | [12 empty] | 0 | 0 | 0 | TRUE | TRUE
| Nominal Diameter |  |  | 0 | 0 | 0 | 0 | 0 | 0 | 0 | 0 | 0 | 0 | 0 | 0 | 0 | 0 | 0
| Minimum Bend Radius |  |  | 0 | 0 | 0 | 0 | 0 | 0 | 0 | 0 | 0 | 0 | 0 | 0 | 0 | TRUE | TRUE
| Installation allowance |  | mm per cable | [10 empty] | 0 | 0 | 0 | 0 | TRUE
| Cable Weight |  | Kg/M | 0 | 0 | 0 | 0 | 0 | 0 | 0 | 0 | 0 | 0
Installation Arrangement | Arrangement | Cable Spacing | Single/Trefoil/Quad
| Cleat Width | Cleat Width |  | 0 | 0 | 0 | 0 | 0 | 0 | 0 | 0 | 0 | 0
| Correction value |  |  | 0 | 0 | 0 | 0 | 0 | 0 | 0 | 0 | 0 | 0
Type/Weight | Containment Type
| Duty |  |  |  |  | Notes:
| Containment |  | Kg/M | 0
| Cable(s) |  | Kg/M | 0
| Total Weight |  | Kg/M | 0
Containment Size | Spare capacity |  | % | 30%
| Tray Space Required. |  | mm | 0
| Tray Space Inc. Spare |  | mm | 0
| Size |  | Width | 0
General | Containment Table Ref.
| Floor Level | [12 empty] | 0
Cable Reference: | [13 empty] | From | To | Cable Reference | Containment logic calc
[14 empty] | 0 | 0 | 0
Cable | Supply From |  | Origin panel ref | [10 empty] | 0 | 0 | 0 | 0 | 0
| Supply To |  | End point ref | [10 empty] | 0 | 0 | 0 | TRUE | TRUE
| Cable Type | [12 empty] | 0 | 0 | 0 | 0 | 0
| No. of Cores | [12 empty] | 0 | 0 | 0 | TRUE | TRUE
| Cross Sectional Area | [12 empty] | 0 | 0 | 0 | 0 | 0
| Cables in circuit | [12 empty] | 0 | 0 | 0 | TRUE | TRUE
| Nominal Diameter |  |  | 0 | 0 | 0 | 0 | 0 | 0 | 0 | 0 | 0 | 0 | 0 | 0 | 0 | 0 | 0
| Minimum Bend Radius |  |  | 0 | 0 | 0 | 0 | 0 | 0 | 0 | 0 | 0 | 0 | 0 | 0 | 0 | TRUE | TRUE
| Installation allowance |  | mm per cable | [10 empty] | 0 | 0 | 0 | 0 | TRUE
| Cable Weight |  | Kg/M | 0 | 0 | 0 | 0 | 0 | 0 | 0 | 0 | 0 | 0
Installation Arrangement | Arrangement | Cable Spacing | Single/Trefoil/Quad
| Cleat Width | Cleat Width |  | 0 | 0 | 0 | 0 | 0 | 0 | 0 | 0 | 0 | 0
| Correction value |  |  | 0 | 0 | 0 | 0 | 0 | 0 | 0 | 0 | 0 | 0
Type/Weight | Containment Type
| Duty |  |  |  |  | Notes:
| Containment |  | Kg/M | 0
| Cable(s) |  | Kg/M | 0
| Total Weight |  | Kg/M | 0
Containment Size | Spare capacity |  | % | 30%
| Tray Space Required. |  | mm | 0
| Tray Space Inc. Spare |  | mm | 0
| Size |  | Width | 0
General | Containment Table Ref.
| Floor Level | [12 empty] | 0
Cable Reference: | [13 empty] | From | To | Cable Reference | Containment logic calc
[14 empty] | 0 | 0 | 0
Cable | Supply From |  | Origin panel ref | [10 empty] | 0 | 0 | 0 | 0 | 0
| Supply To |  | End point ref | [10 empty] | 0 | 0 | 0 | TRUE | TRUE
| Cable Type | [12 empty] | 0 | 0 | 0 | 0 | 0
| No. of Cores | [12 empty] | 0 | 0 | 0 | TRUE | TRUE
| Cross Sectional Area | [12 empty] | 0 | 0 | 0 | 0 | 0
| Cables in circuit | [12 empty] | 0 | 0 | 0 | TRUE | TRUE
| Nominal Diameter |  |  | 0 | 0 | 0 | 0 | 0 | 0 | 0 | 0 | 0 | 0 | 0 | 0 | 0 | 0 | 0
| Minimum Bend Radius |  |  | 0 | 0 | 0 | 0 | 0 | 0 | 0 | 0 | 0 | 0 | 0 | 0 | 0 | TRUE | TRUE
| Installation allowance |  | mm per cable | [10 empty] | 0 | 0 | 0 | 0 | TRUE
| Cable Weight |  | Kg/M | 0 | 0 | 0 | 0 | 0 | 0 | 0 | 0 | 0 | 0
Installation Arrangement | Arrangement | Cable Spacing | Single/Trefoil/Quad
| Cleat Width | Cleat Width |  | 0 | 0 | 0 | 0 | 0 | 0 | 0 | 0 | 0 | 0
| Correction value |  |  | 0 | 0 | 0 | 0 | 0 | 0 | 0 | 0 | 0 | 0
Type/Weight | Containment Type
| Duty |  |  |  |  | Notes:
| Containment |  | Kg/M | 0
| Cable(s) |  | Kg/M | 0
| Total Weight |  | Kg/M | 0
Containment Size | Spare capacity |  | % | 30%
| Tray Space Required. |  | mm | 0
| Tray Space Inc. Spare |  | mm | 0
| Size |  | Width | 0
General | Containment Table Ref.
| Floor Level | [12 empty] | 0
Cable Reference: | [13 empty] | From | To | Cable Reference | Containment logic calc
[14 empty] | 0 | 0 | 0
Cable | Supply From |  | Origin panel ref | [10 empty] | 0 | 0 | 0 | 0 | 0
| Supply To |  | End point ref | [10 empty] | 0 | 0 | 0 | TRUE | TRUE
| Cable Type | [12 empty] | 0 | 0 | 0 | 0 | 0
| No. of Cores | [12 empty] | 0 | 0 | 0 | TRUE | TRUE
| Cross Sectional Area | [12 empty] | 0 | 0 | 0 | 0 | 0
| Cables in circuit | [12 empty] | 0 | 0 | 0 | TRUE | TRUE
| Nominal Diameter |  |  | 0 | 0 | 0 | 0 | 0 | 0 | 0 | 0 | 0 | 0 | 0 | 0 | 0 | 0 | 0
| Minimum Bend Radius |  |  | 0 | 0 | 0 | 0 | 0 | 0 | 0 | 0 | 0 | 0 | 0 | 0 | 0 | TRUE | TRUE
| Installation allowance |  | mm per cable | [10 empty] | 0 | 0 | 0 | 0 | TRUE
| Cable Weight |  | Kg/M | 0 | 0 | 0 | 0 | 0 | 0 | 0 | 0 | 0 | 0
Installation Arrangement | Arrangement | Cable Spacing | Single/Trefoil/Quad
| Cleat Width | Cleat Width |  | 0 | 0 | 0 | 0 | 0 | 0 | 0 | 0 | 0 | 0
| Correction value |  |  | 0 | 0 | 0 | 0 | 0 | 0 | 0 | 0 | 0 | 0
Type/Weight | Containment Type
| Duty |  |  |  |  | Notes:
| Containment |  | Kg/M | 0
| Cable(s) |  | Kg/M | 0
| Total Weight |  | Kg/M | 0
Containment Size | Spare capacity |  | % | 30%
| Tray Space Required. |  | mm | 0
| Tray Space Inc. Spare |  | mm | 0
| Size |  | Width | 0

## Stage 4 - Medium
Project Title |  |  |  | ODN56 Penthouse |  |  |  | FOR INTERNAL USE ONLY. DO NOT ISSUE TO EXTERNAL PARTIES.
Project Number |  |  |  | 1029161
System Title |  |  |  | [BDF-1-A] Tray/Ladder Containment Calculation | [6 empty] | System Number | Internal-E-XXXX
General | Containment Table Ref. |  |  | [BDF-1-A-02]
| Floor Level |  |  | GROUND | [9 empty] | [BDF-1-A-02]
Cable Reference: |  |  |  | PDU-N1-3-2 | PDU-N1-3-2 (CPC) | PDU-N1-3-3 | PDU-N1-3-3 (CPC) | PDU-N1-4-3 | PDU-N1-4-3 (CPC) | PDU-N1-5-1 | PDU-N1-5-1 (CPC) | PDU-N3-5-1 | PDU-N3-5-1 (CPC) | From | To | Cable Reference | Containment logic calc
[14 empty] | PDU-N1-3 | RB-BDF1-02-2A | PDU-N1-3-2
Cable | Supply From |  | Origin panel ref | PDU-N1-3 | PDU-N1-3 | PDU-N1-3 | PDU-N1-3 | PDU-N1-4 | PDU-N1-4 | PDU-N1-5 | PDU-N1-5 | PDU-N3-5 | PDU-N3-5 | PDU-N1-3 | RB-BDF1-02-2A | PDU-N1-3-2 (CPC) | TRUE | TRUE
| Supply To |  | End point ref | RB-BDF1-02-2A | RB-BDF1-02-2A | RB-BDF1-03-1A | RB-BDF1-03-1A | RB-BDF1-03-3A | RB-BDF1-03-3A | RB-BDF1-02-4A | RB-BDF1-02-4A | RB-BDF1-03-2A | RB-BDF1-03-2A | PDU-N1-3 | RB-BDF1-03-1A | PDU-N1-3-3 | 0 | 0
| Cable Type |  |  | N2XH Enhanced Flex | Cu/LSZH 6491B (CPC) | N2XH Enhanced Flex | Cu/LSZH 6491B (CPC) | N2XH Enhanced Flex | Cu/LSZH 6491B (CPC) | N2XH Enhanced Flex | Cu/LSZH 6491B (CPC) | N2XH Enhanced Flex | Cu/LSZH 6491B (CPC) | PDU-N1-3 | RB-BDF1-03-1A | PDU-N1-3-3 (CPC) | TRUE | TRUE
| No. of Cores |  |  | 4c | 1c | 4c | 1c | 4c | 1c | 4c | 1c | 4c | 1c | PDU-N1-4 | RB-BDF1-03-3A | PDU-N1-4-3 | 0 | 0
| Cross Sectional Area |  |  | 120mm | 50mm | 120mm | 50mm | 120mm | 50mm | 120mm | 50mm | 120mm | 50mm | PDU-N1-4 | RB-BDF1-03-3A | PDU-N1-4-3 (CPC) | TRUE | TRUE
| Cables in circuit |  |  | 1 | 1 | 1 | 1 | 1 | 1 | 1 | 1 | 1 | 1 | PDU-N1-5 | RB-BDF1-02-4A | PDU-N1-5-1 | 0 | 0
| Nominal Diameter |  |  | 45.9 | 13.2 | 45.9 | 13.2 | 45.9 | 13.2 | 45.9 | 13.2 | 45.9 | 13.2 | PDU-N1-5 | RB-BDF1-02-4A | PDU-N1-5-1 (CPC) | TRUE | TRUE
| Minimum Bend Radius |  |  | 367.2 | 105.6 | 367.2 | 105.6 | 367.2 | 105.6 | 367.2 | 105.6 | 367.2 | 105.6 | PDU-N3-5 | RB-BDF1-03-2A | PDU-N3-5-1 | 0 | 0
| Installation allowance |  | mm per cable | [10 empty] | PDU-N3-5 | RB-BDF1-03-2A | PDU-N3-5-1 (CPC) | TRUE | TRUE
| Cable Weight |  | Kg/M | 5.561 | 0.51 | 5.561 | 0.51 | 5.561 | 0.51 | 5.561 | 0.51 | 5.561 | 0.51 | PDU-N3-6 | RB-BDF1-03-4A | PDU-N3-6-2
Installation Arrangement | Arrangement | Cable Spacing | Single/Trefoil/Quad | Single | Single | Single | Single | Single | Single | Single | Single | Single | Single | PDU-N3-6 | RB-BDF1-03-4A | PDU-N3-6-2 (CPC)
| Cleat Width | Cleat Width |  | 63 | 0 | 63 | 0 | 63 | 0 | 63 | 0 | 63 | 0 | PDU-N3-6 | RB-BDF1-02-1A | PDU-N3-6-3
| Correction value |  |  | 17.1 | 0 | 17.1 | 0 | 17.1 | 0 | 17.1 | 0 | 17.1 | 0 | PDU-N3-6 | RB-BDF1-02-1A | PDU-N3-6-3 (CPC)
Cable Reference: |  |  |  | PDU-N3-6-2 | PDU-N3-6-2 (CPC) | PDU-N3-6-3 | PDU-N3-6-3 (CPC) | PDU-N3-3-2 | PDU-N3-3-2 CPC |  |  |  |  | PDU-N3-3 | RB-BDF1-02-4B | PDU-N3-3-2
[14 empty] | PDU-N3-3 | RB-BDF1-02-4B | PDU-N3-3-2 CPC
Cable | Supply From |  | Origin panel ref | PDU-N3-6 | PDU-N3-6 | PDU-N3-6 | PDU-N3-6 | PDU-N3-3 | PDU-N3-3 |  |  |  |  | 0 | 0 | 0
| Supply To |  | End point ref | RB-BDF1-03-4A | RB-BDF1-03-4A | RB-BDF1-02-1A | RB-BDF1-02-1A | RB-BDF1-02-4B | RB-BDF1-02-4B |  |  |  |  | 0 | 0 | 0
| Cable Type |  |  | N2XH Enhanced Flex | Cu/LSZH 6491B (CPC) | N2XH Enhanced Flex | Cu/LSZH 6491B (CPC) | N2XH Enhanced Flex | Cu/LSZH 6491B (CPC) |  |  |  |  | 0 | 0 | 0
| No. of Cores |  |  | 4c | 1c | 4c | 1c | 4c | 1c |  |  |  |  | 0 | 0 | 0
| Cross Sectional Area |  |  | 120mm | 50mm | 120mm | 50mm | 120mm | 50mm
| Cables in circuit |  |  | 1 | 1 | 1 | 1 | 1 | 1
| Nominal Diameter |  |  | 45.9 | 13.2 | 45.9 | 13.2 | 45.9 | 13.2 | 0 | 0 | 0 | 0
| Minimum Bend Radius |  |  | 367.2 | 105.6 | 367.2 | 105.6 | 367.2 | 105.6 | 0 | 0 | 0 | 0
| Installation allowance |  | mm per cable
| Cable Weight |  | Kg/M | 5.561 | 0.51 | 5.561 | 0.51 | 5.561 | 0.51 | 0 | 0 | 0 | 0
Installation Arrangement | Arrangement | Cable Spacing | Single/Trefoil/Quad | Single | Single | Single | Single | Single | Single
| Cleat Width | Cleat Width |  | 63 | 0 | 63 | 0 | 63 | 0 | 0 | 0 | 0 | 0
| Correction value |  |  | 17.1 | 0 | 17.1 | 0 | 17.1 | 0 | 0 | 0 | 0 | 0
Type/Weight | Containment Type |  |  | Cable Ladder
| Duty |  |  | Heavy Duty |  | Notes:
| Containment |  | Kg/M | 23.9
| Cable(s) |  | Kg/M | 48.568
| Total Weight |  | Kg/M | 94.2084
Containment Size | Spare capacity |  | % | 30%
| Tray Space Required. |  | mm | 609.6
| Tray Space Inc. Spare |  | mm | 792.48
| Minimum Size |  | Width | 900
General | Containment Table Ref. |  |  | [BDF-1-A-04]
| Floor Level |  |  | GROUND | [9 empty] | [BDF-1-A-04]
Cable Reference: |  |  |  | PDU-N1-3-2 | PDU-N1-3-2 (CPC) | PDU-N1-3-3 | PDU-N1-3-3 (CPC) | PDU-N1-4-3 | PDU-N1-4-3 (CPC) | PDU-N1-5-1 | PDU-N1-5-1 (CPC) | PDU-N3-5-1 | PDU-N3-5-1 (CPC) | From | To | Cable Reference | Containment logic calc
[14 empty] | PDU-N1-3 | RB-BDF1-02-2A | PDU-N1-3-2
Cable | Supply From |  | Origin panel ref | PDU-N1-3 | PDU-N1-3 | PDU-N1-3 | PDU-N1-3 | PDU-N1-4 | PDU-N1-4 | PDU-N1-5 | PDU-N1-5 | PDU-N3-5 | PDU-N3-5 | PDU-N1-3 | RB-BDF1-02-2A | PDU-N1-3-2 (CPC) | TRUE | TRUE
| Supply To |  | End point ref | RB-BDF1-02-2A | RB-BDF1-02-2A | RB-BDF1-03-1A | RB-BDF1-03-1A | RB-BDF1-03-3A | RB-BDF1-03-3A | RB-BDF1-02-4A | RB-BDF1-02-4A | RB-BDF1-03-2A | RB-BDF1-03-2A | PDU-N1-3 | RB-BDF1-03-1A | PDU-N1-3-3 | 0 | 0
| Cable Type |  |  | N2XH Enhanced Flex | Cu/LSZH 6491B (CPC) | N2XH Enhanced Flex | Cu/LSZH 6491B (CPC) | N2XH Enhanced Flex | Cu/LSZH 6491B (CPC) | N2XH Enhanced Flex | Cu/LSZH 6491B (CPC) | N2XH Enhanced Flex | Cu/LSZH 6491B (CPC) | PDU-N1-3 | RB-BDF1-03-1A | PDU-N1-3-3 (CPC) | TRUE | TRUE
| No. of Cores |  |  | 4c | 1c | 4c | 1c | 4c | 1c | 4c | 1c | 4c | 1c | PDU-N1-4 | RB-BDF1-03-3A | PDU-N1-4-3 | 0 | 0
| Cross Sectional Area |  |  | 120mm | 50mm | 120mm | 50mm | 120mm | 50mm | 120mm | 50mm | 120mm | 50mm | PDU-N1-4 | RB-BDF1-03-3A | PDU-N1-4-3 (CPC) | TRUE | TRUE
| Cables in circuit |  |  | 1 | 1 | 1 | 1 | 1 | 1 | 1 | 1 | 1 | 1 | PDU-N1-5 | RB-BDF1-02-4A | PDU-N1-5-1 | 0 | 0
| Nominal Diameter |  |  | 45.9 | 13.2 | 45.9 | 13.2 | 45.9 | 13.2 | 45.9 | 13.2 | 45.9 | 13.2 | PDU-N1-5 | RB-BDF1-02-4A | PDU-N1-5-1 (CPC) | TRUE | TRUE
| Minimum Bend Radius |  |  | 367.2 | 105.6 | 367.2 | 105.6 | 367.2 | 105.6 | 367.2 | 105.6 | 367.2 | 105.6 | PDU-N3-5 | RB-BDF1-03-2A | PDU-N3-5-1 | 0 | 0
| Installation allowance |  | mm per cable | [10 empty] | PDU-N3-5 | RB-BDF1-03-2A | PDU-N3-5-1 (CPC) | TRUE | TRUE
| Cable Weight |  | Kg/M | 5.561 | 0.51 | 5.561 | 0.51 | 5.561 | 0.51 | 5.561 | 0.51 | 5.561 | 0.51 | PDU-N3-6 | RB-BDF1-03-4A | PDU-N3-6-2
Installation Arrangement | Arrangement | Cable Spacing | Single/Trefoil/Quad | Single | Single | Single | Single | Single | Single | Single | Single | Single | Single | PDU-N3-6 | RB-BDF1-03-4A | PDU-N3-6-2 (CPC)
| Cleat Width | Cleat Width |  | 63 | 0 | 63 | 0 | 63 | 0 | 63 | 0 | 63 | 0 | PDU-N3-6 | RB-BDF1-02-1A | PDU-N3-6-3
| Correction value |  |  | 17.1 | 0 | 17.1 | 0 | 17.1 | 0 | 17.1 | 0 | 17.1 | 0 | PDU-N3-6 | RB-BDF1-02-1A | PDU-N3-6-3 (CPC)
Cable Reference: |  |  |  | PDU-N3-6-2 | PDU-N3-6-2 (CPC) | PDU-N3-6-3 | PDU-N3-6-3 (CPC) | PDU-N3-3-2 | PDU-N3-3-2 CPC |  |  |  |  | PDU-N3-3 | RB-BDF1-02-4B | PDU-N3-3-2
[14 empty] | PDU-N3-3 | RB-BDF1-02-4B | PDU-N3-3-2 CPC
Cable | Supply From |  | Origin panel ref | PDU-N3-6 | PDU-N3-6 | PDU-N3-6 | PDU-N3-6 | PDU-N3-3 | PDU-N3-3 |  |  |  |  | 0 | 0 | 0
| Supply To |  | End point ref | RB-BDF1-03-4A | RB-BDF1-03-4A | RB-BDF1-02-1A | RB-BDF1-02-1A | RB-BDF1-02-4B | RB-BDF1-02-4B |  |  |  |  | 0 | 0 | 0
| Cable Type |  |  | N2XH Enhanced Flex | Cu/LSZH 6491B (CPC) | N2XH Enhanced Flex | Cu/LSZH 6491B (CPC) | N2XH Enhanced Flex | Cu/LSZH 6491B (CPC) |  |  |  |  | 0 | 0 | 0
| No. of Cores |  |  | 4c | 1c | 4c | 1c | 4c | 1c |  |  |  |  | 0 | 0 | 0
| Cross Sectional Area |  |  | 120mm | 50mm | 120mm | 50mm | 120mm | 50mm
| Cables in circuit |  |  | 1 | 1 | 1 | 1 | 1 | 1
| Nominal Diameter |  |  | 45.9 | 13.2 | 45.9 | 13.2 | 45.9 | 13.2 | 0 | 0 | 0 | 0
| Minimum Bend Radius |  |  | 367.2 | 105.6 | 367.2 | 105.6 | 367.2 | 105.6 | 0 | 0 | 0 | 0
| Installation allowance |  | mm per cable
| Cable Weight |  | Kg/M | 5.561 | 0.51 | 5.561 | 0.51 | 5.561 | 0.51 | 0 | 0 | 0 | 0
Installation Arrangement | Arrangement | Cable Spacing | Single/Trefoil/Quad | Single | Single | Single | Single | Single | Single
| Cleat Width | Cleat Width |  | 63 | 0 | 63 | 0 | 63 | 0 | 0 | 0 | 0 | 0
| Correction value |  |  | 17.1 | 0 | 17.1 | 0 | 17.1 | 0 | 0 | 0 | 0 | 0
Type/Weight | Containment Type |  |  | Cable Ladder
| Duty |  |  | Heavy Duty |  | Notes:
| Containment |  | Kg/M | 23.9
| Cable(s) |  | Kg/M | 48.568
| Total Weight |  | Kg/M | 94.2084
Containment Size | Spare capacity |  | % | 30%
| Tray Space Required. |  | mm | 609.6
| Tray Space Inc. Spare |  | mm | 792.48
| Minimum Size |  | Width | 900
General | Containment Table Ref. |  |  | [BDF-1-A-06]
| Floor Level |  |  | GROUND | [9 empty] | [BDF-1-A-06]
Cable Reference: |  |  |  | PDU-N1-3-2 | PDU-N1-3-2 (CPC) | PDU-N1-4-3 | PDU-N1-4-3 (CPC) | PDU-N1-5-1 | PDU-N1-5-1 (CPC) | PDU-N3-5-1 | PDU-N3-5-1 (CPC) | PDU-N3-3-2 | PDU-N3-3-2 CPC | From | To | Cable Reference | Containment logic calc
[14 empty] | PDU-N1-3 | RB-BDF1-02-2A | PDU-N1-3-2
Cable | Supply From |  | Origin panel ref | PDU-N1-3 | PDU-N1-3 | PDU-N1-4 | PDU-N1-4 | PDU-N1-5 | PDU-N1-5 | PDU-N3-5 | PDU-N3-5 | PDU-N3-3 | PDU-N3-3 | PDU-N1-3 | RB-BDF1-02-2A | PDU-N1-3-2 (CPC) | TRUE | TRUE
| Supply To |  | End point ref | RB-BDF1-02-2A | RB-BDF1-02-2A | RB-BDF1-03-3A | RB-BDF1-03-3A | RB-BDF1-02-4A | RB-BDF1-02-4A | RB-BDF1-03-2A | RB-BDF1-03-2A | RB-BDF1-02-4B | RB-BDF1-02-4B | PDU-N1-4 | RB-BDF1-03-3A | PDU-N1-4-3 | 0 | 0
| Cable Type |  |  | N2XH Enhanced Flex | Cu/LSZH 6491B (CPC) | N2XH Enhanced Flex | Cu/LSZH 6491B (CPC) | N2XH Enhanced Flex | Cu/LSZH 6491B (CPC) | N2XH Enhanced Flex | Cu/LSZH 6491B (CPC) | N2XH Enhanced Flex | Cu/LSZH 6491B (CPC) | PDU-N1-4 | RB-BDF1-03-3A | PDU-N1-4-3 (CPC) | TRUE | TRUE
| No. of Cores |  |  | 4c | 1c | 4c | 1c | 4c | 1c | 4c | 1c | 4c | 1c | PDU-N1-5 | RB-BDF1-02-4A | PDU-N1-5-1 | 0 | 0
| Cross Sectional Area |  |  | 120mm | 50mm | 120mm | 50mm | 120mm | 50mm | 120mm | 50mm | 120mm | 50mm | PDU-N1-5 | RB-BDF1-02-4A | PDU-N1-5-1 (CPC) | TRUE | TRUE
| Cables in circuit |  |  | 1 | 1 | 1 | 1 | 1 | 1 | 1 | 1 | 1 | 1 | PDU-N3-5 | RB-BDF1-03-2A | PDU-N3-5-1 | 0 | 0
| Nominal Diameter |  |  | 45.9 | 13.2 | 45.9 | 13.2 | 45.9 | 13.2 | 45.9 | 13.2 | 45.9 | 13.2 | PDU-N3-5 | RB-BDF1-03-2A | PDU-N3-5-1 (CPC) | TRUE | 0
| Minimum Bend Radius |  |  | 367.2 | 105.6 | 367.2 | 105.6 | 367.2 | 105.6 | 367.2 | 105.6 | 367.2 | 105.6 | PDU-N3-3 | RB-BDF1-02-4B | PDU-N3-3-2 | TRUE | TRUE
| Installation allowance |  | mm per cable | [10 empty] | PDU-N3-3 | RB-BDF1-02-4B | PDU-N3-3-2 CPC | 0 | TRUE
| Cable Weight |  | Kg/M | 5.561 | 0.51 | 5.561 | 0.51 | 5.561 | 0.51 | 5.561 | 0.51 | 5.561 | 0.51 | PDU-N3-6 | RB-BDF1-03-4A | PDU-N3-6-2
Installation Arrangement | Arrangement | Cable Spacing | Single/Trefoil/Quad | Single | Single | Single | Single | Single | Single | Single | Single | Single | Single | PDU-N3-6 | RB-BDF1-03-4A | PDU-N3-6-2 (CPC)
| Cleat Width | Cleat Width |  | 63 | 0 | 63 | 0 | 63 | 0 | 63 | 0 | 63 | 0 | 0 | 0 | 0
| Correction value |  |  | 17.1 | 0 | 17.1 | 0 | 17.1 | 0 | 17.1 | 0 | 17.1 | 0 | 0 | 0 | 0
Cable Reference: |  |  |  | PDU-N3-6-2 | PDU-N3-6-2 (CPC) | [8 empty] | 0 | 0 | 0
[14 empty] | 0 | 0 | 0
Cable | Supply From |  | Origin panel ref | PDU-N3-6 | PDU-N3-6 | [8 empty] | 0 | 0 | 0
| Supply To |  | End point ref | RB-BDF1-03-4A | RB-BDF1-03-4A | [8 empty] | 0 | 0 | 0
| Cable Type |  |  | N2XH Enhanced Flex | Cu/LSZH 6491B (CPC) | [8 empty] | 0 | 0 | 0
| No. of Cores |  |  | 4c | 1c | [8 empty] | 0 | 0 | 0
| Cross Sectional Area |  |  | 120mm | 50mm
| Cables in circuit |  |  | 1 | 1
| Nominal Diameter |  |  | 45.9 | 13.2 |  | 0 | 0 | 0 | 0 | 0 | 0 | 0
| Minimum Bend Radius |  |  | 367.2 | 105.6 |  | 0 | 0 | 0 | 0 | 0 | 0 | 0
| Installation allowance |  | mm per cable
| Cable Weight |  | Kg/M | 5.561 | 0.51 |  | 0 | 0 | 0 | 0 | 0 | 0 | 0
Installation Arrangement | Arrangement | Cable Spacing | Single/Trefoil/Quad | Single | Single
| Cleat Width | Cleat Width |  | 63 | 0 |  | 0 | 0 | 0 | 0 | 0 | 0 | 0
| Correction value |  |  | 17.1 | 0 |  | 0 | 0 | 0 | 0 | 0 | 0 | 0
Type/Weight | Containment Type |  |  | Cable Ladder
| Duty |  |  | Extra Heavy Duty |  | Notes:
| Containment |  | Kg/M | 25
| Cable(s) |  | Kg/M | 36.426
| Total Weight |  | Kg/M | 79.8538
Containment Size | Spare capacity |  | % | 30%
| Tray Space Required. |  | mm | 457.2
| Tray Space Inc. Spare |  | mm | 594.36
| Minimum Size |  | Width | 600
General | Containment Table Ref.
| Floor Level | [12 empty] | 0
Cable Reference: | [13 empty] | From | To | Cable Reference | Containment logic calc
[14 empty] | 0 | 0 | 0
Cable | Supply From |  | Origin panel ref | [10 empty] | 0 | 0 | 0 | 0 | 0
| Supply To |  | End point ref | [10 empty] | 0 | 0 | 0 | TRUE | TRUE
| Cable Type | [12 empty] | 0 | 0 | 0 | 0 | 0
| No. of Cores | [12 empty] | 0 | 0 | 0 | TRUE | TRUE
| Cross Sectional Area | [12 empty] | 0 | 0 | 0 | 0 | 0
| Cables in circuit | [12 empty] | 0 | 0 | 0 | TRUE | TRUE
| Nominal Diameter |  |  | 0 | 0 | 0 | 0 | 0 | 0 | 0 | 0 | 0 | 0 | 0 | 0 | 0 | 0 | 0
| Minimum Bend Radius |  |  | 0 | 0 | 0 | 0 | 0 | 0 | 0 | 0 | 0 | 0 | 0 | 0 | 0 | TRUE | TRUE
| Installation allowance |  | mm per cable | [10 empty] | 0 | 0 | 0 | 0 | TRUE
| Cable Weight |  | Kg/M | 0 | 0 | 0 | 0 | 0 | 0 | 0 | 0 | 0 | 0 | 0 | 0 | 0
Installation Arrangement | Arrangement | Cable Spacing | Single/Trefoil/Quad | [10 empty] | 0 | 0 | 0
| Cleat Width | Cleat Width |  | 0 | 0 | 0 | 0 | 0 | 0 | 0 | 0 | 0 | 0 | 0 | 0 | 0
| Correction value |  |  | 0 | 0 | 0 | 0 | 0 | 0 | 0 | 0 | 0 | 0 | 0 | 0 | 0
Cable Reference: | [13 empty] | 0 | 0 | 0
[14 empty] | 0 | 0 | 0
Cable | Supply From |  | Origin panel ref | [10 empty] | 0 | 0 | 0
| Supply To |  | End point ref | [10 empty] | 0 | 0 | 0
| Cable Type | [12 empty] | 0 | 0 | 0
| No. of Cores | [12 empty] | 0 | 0 | 0
Cross Sectional Area
Cables in circuit
| Nominal Diameter |  |  | 0 | 0 | 0 | 0 | 0 | 0 | 0 | 0 | 0 | 0
| Minimum Bend Radius |  |  | 0 | 0 | 0 | 0 | 0 | 0 | 0 | 0 | 0 | 0
| Installation allowance |  | mm per cable
| Cable Weight |  | Kg/M | 0 | 0 | 0 | 0 | 0 | 0 | 0 | 0 | 0 | 0
Installation Arrangement | Arrangement | Cable Spacing | Single/Trefoil/Quad
| Cleat Width | Cleat Width |  | 0 | 0 | 0 | 0 | 0 | 0 | 0 | 0 | 0 | 0
| Correction value |  |  | 0 | 0 | 0 | 0 | 0 | 0 | 0 | 0 | 0 | 0
Type/Weight | Containment Type
| Duty |  |  |  |  | Notes:
| Containment |  | Kg/M | 0
| Cable(s) |  | Kg/M | 0
| Total Weight |  | Kg/M | 0
Containment Size | Spare capacity |  | % | 30%
| Tray Space Required. |  | mm | 0
| Tray Space Inc. Spare |  | mm | 0
| Minimum Size |  | Width | 0
General | Containment Table Ref.
| Floor Level | [12 empty] | 0
Cable Reference: | [13 empty] | From | To | Cable Reference | Containment logic calc
[14 empty] | 0 | 0 | 0
Cable | Supply From |  | Origin panel ref | [10 empty] | 0 | 0 | 0 | 0 | 0
| Supply To |  | End point ref | [10 empty] | 0 | 0 | 0 | TRUE | TRUE
| Cable Type | [12 empty] | 0 | 0 | 0 | 0 | 0
| No. of Cores | [12 empty] | 0 | 0 | 0 | TRUE | TRUE
| Cross Sectional Area | [12 empty] | 0 | 0 | 0 | 0 | 0
| Cables in circuit | [12 empty] | 0 | 0 | 0 | TRUE | TRUE
| Nominal Diameter |  |  | 0 | 0 | 0 | 0 | 0 | 0 | 0 | 0 | 0 | 0 | 0 | 0 | 0 | 0 | 0
| Minimum Bend Radius |  |  | 0 | 0 | 0 | 0 | 0 | 0 | 0 | 0 | 0 | 0 | 0 | 0 | 0 | TRUE | TRUE
| Installation allowance |  | mm per cable | [10 empty] | 0 | 0 | 0 | 0 | TRUE
| Cable Weight |  | Kg/M | 0 | 0 | 0 | 0 | 0 | 0 | 0 | 0 | 0 | 0 | 0 | 0 | 0
Installation Arrangement | Arrangement | Cable Spacing | Single/Trefoil/Quad | [10 empty] | 0 | 0 | 0
| Cleat Width | Cleat Width |  | 0 | 0 | 0 | 0 | 0 | 0 | 0 | 0 | 0 | 0 | 0 | 0 | 0
| Correction value |  |  | 0 | 0 | 0 | 0 | 0 | 0 | 0 | 0 | 0 | 0 | 0 | 0 | 0
Cable Reference: | [13 empty] | 0 | 0 | 0
[14 empty] | 0 | 0 | 0
Cable | Supply From |  | Origin panel ref | [10 empty] | 0 | 0 | 0
| Supply To |  | End point ref | [10 empty] | 0 | 0 | 0
| Cable Type | [12 empty] | 0 | 0 | 0
| No. of Cores | [12 empty] | 0 | 0 | 0
Cross Sectional Area
Cables in circuit
| Nominal Diameter |  |  | 0 | 0 | 0 | 0 | 0 | 0 | 0 | 0 | 0 | 0
| Minimum Bend Radius |  |  | 0 | 0 | 0 | 0 | 0 | 0 | 0 | 0 | 0 | 0
| Installation allowance |  | mm per cable
| Cable Weight |  | Kg/M | 0 | 0 | 0 | 0 | 0 | 0 | 0 | 0 | 0 | 0
Installation Arrangement | Arrangement | Cable Spacing | Single/Trefoil/Quad
| Cleat Width | Cleat Width |  | 0 | 0 | 0 | 0 | 0 | 0 | 0 | 0 | 0 | 0
| Correction value |  |  | 0 | 0 | 0 | 0 | 0 | 0 | 0 | 0 | 0 | 0
Type/Weight | Containment Type
| Duty |  |  |  |  | Notes:
| Containment |  | Kg/M | 0
| Cable(s) |  | Kg/M | 0
| Total Weight |  | Kg/M | 0
Containment Size | Spare capacity |  | % | 30%
| Tray Space Required. |  | mm | 0
| Tray Space Inc. Spare |  | mm | 0
| Minimum Size |  | Width | 0
General | Containment Table Ref.
| Floor Level | [12 empty] | 0
Cable Reference: | [13 empty] | From | To | Cable Reference | Containment logic calc
[14 empty] | 0 | 0 | 0
Cable | Supply From |  | Origin panel ref | [10 empty] | 0 | 0 | 0 | 0 | 0
| Supply To |  | End point ref | [10 empty] | 0 | 0 | 0 | TRUE | TRUE
| Cable Type | [12 empty] | 0 | 0 | 0 | 0 | 0
| No. of Cores | [12 empty] | 0 | 0 | 0 | TRUE | TRUE
| Cross Sectional Area | [12 empty] | 0 | 0 | 0 | 0 | 0
| Cables in circuit | [12 empty] | 0 | 0 | 0 | TRUE | TRUE
| Nominal Diameter |  |  | 0 | 0 | 0 | 0 | 0 | 0 | 0 | 0 | 0 | 0 | 0 | 0 | 0 | 0 | 0
| Minimum Bend Radius |  |  | 0 | 0 | 0 | 0 | 0 | 0 | 0 | 0 | 0 | 0 | 0 | 0 | 0 | TRUE | TRUE
| Installation allowance |  | mm per cable | [10 empty] | 0 | 0 | 0 | 0 | TRUE
| Cable Weight |  | Kg/M | 0 | 0 | 0 | 0 | 0 | 0 | 0 | 0 | 0 | 0 | 0 | 0 | 0
Installation Arrangement | Arrangement | Cable Spacing | Single/Trefoil/Quad | [10 empty] | 0 | 0 | 0
| Cleat Width | Cleat Width |  | 0 | 0 | 0 | 0 | 0 | 0 | 0 | 0 | 0 | 0 | 0 | 0 | 0
| Correction value |  |  | 0 | 0 | 0 | 0 | 0 | 0 | 0 | 0 | 0 | 0 | 0 | 0 | 0
Cable Reference: | [13 empty] | 0 | 0 | 0
[14 empty] | 0 | 0 | 0
Cable | Supply From |  | Origin panel ref | [10 empty] | 0 | 0 | 0
| Supply To |  | End point ref | [10 empty] | 0 | 0 | 0
| Cable Type | [12 empty] | 0 | 0 | 0
| No. of Cores | [12 empty] | 0 | 0 | 0
Cross Sectional Area
Cables in circuit
| Nominal Diameter |  |  | 0 | 0 | 0 | 0 | 0 | 0 | 0 | 0 | 0 | 0
| Minimum Bend Radius |  |  | 0 | 0 | 0 | 0 | 0 | 0 | 0 | 0 | 0 | 0
| Installation allowance |  | mm per cable
| Cable Weight |  | Kg/M | 0 | 0 | 0 | 0 | 0 | 0 | 0 | 0 | 0 | 0
Installation Arrangement | Arrangement | Cable Spacing | Single/Trefoil/Quad
| Cleat Width | Cleat Width |  | 0 | 0 | 0 | 0 | 0 | 0 | 0 | 0 | 0 | 0
| Correction value |  |  | 0 | 0 | 0 | 0 | 0 | 0 | 0 | 0 | 0 | 0
Type/Weight | Containment Type
| Duty |  |  |  |  | Notes:
| Containment |  | Kg/M | 0
| Cable(s) |  | Kg/M | 0
| Total Weight |  | Kg/M | 0
Containment Size | Spare capacity |  | % | 30%
| Tray Space Required. |  | mm | 0
| Tray Space Inc. Spare |  | mm | 0
| Minimum Size |  | Width | 0
General | Containment Table Ref.
| Floor Level | [12 empty] | 0
Cable Reference: | [13 empty] | From | To | Cable Reference | Containment logic calc
[14 empty] | 0 | 0 | 0
Cable | Supply From |  | Origin panel ref | [10 empty] | 0 | 0 | 0 | 0 | 0
| Supply To |  | End point ref | [10 empty] | 0 | 0 | 0 | TRUE | TRUE
| Cable Type | [12 empty] | 0 | 0 | 0 | 0 | 0
| No. of Cores | [12 empty] | 0 | 0 | 0 | TRUE | TRUE
| Cross Sectional Area | [12 empty] | 0 | 0 | 0 | 0 | 0
| Cables in circuit | [12 empty] | 0 | 0 | 0 | TRUE | TRUE
| Nominal Diameter |  |  | 0 | 0 | 0 | 0 | 0 | 0 | 0 | 0 | 0 | 0 | 0 | 0 | 0 | 0 | 0
| Minimum Bend Radius |  |  | 0 | 0 | 0 | 0 | 0 | 0 | 0 | 0 | 0 | 0 | 0 | 0 | 0 | TRUE | TRUE
| Installation allowance |  | mm per cable | [10 empty] | 0 | 0 | 0 | 0 | TRUE
| Cable Weight |  | Kg/M | 0 | 0 | 0 | 0 | 0 | 0 | 0 | 0 | 0 | 0 | 0 | 0 | 0
Installation Arrangement | Arrangement | Cable Spacing | Single/Trefoil/Quad | [10 empty] | 0 | 0 | 0
| Cleat Width | Cleat Width |  | 0 | 0 | 0 | 0 | 0 | 0 | 0 | 0 | 0 | 0 | 0 | 0 | 0
| Correction value |  |  | 0 | 0 | 0 | 0 | 0 | 0 | 0 | 0 | 0 | 0 | 0 | 0 | 0
Cable Reference: | [13 empty] | 0 | 0 | 0
[14 empty] | 0 | 0 | 0
Cable | Supply From |  | Origin panel ref | [10 empty] | 0 | 0 | 0
| Supply To |  | End point ref | [10 empty] | 0 | 0 | 0
| Cable Type | [12 empty] | 0 | 0 | 0
| No. of Cores | [12 empty] | 0 | 0 | 0
Cross Sectional Area
Cables in circuit
| Nominal Diameter |  |  | 0 | 0 | 0 | 0 | 0 | 0 | 0 | 0 | 0 | 0
| Minimum Bend Radius |  |  | 0 | 0 | 0 | 0 | 0 | 0 | 0 | 0 | 0 | 0
| Installation allowance |  | mm per cable
| Cable Weight |  | Kg/M | 0 | 0 | 0 | 0 | 0 | 0 | 0 | 0 | 0 | 0
Installation Arrangement | Arrangement | Cable Spacing | Single/Trefoil/Quad
| Cleat Width | Cleat Width |  | 0 | 0 | 0 | 0 | 0 | 0 | 0 | 0 | 0 | 0
| Correction value |  |  | 0 | 0 | 0 | 0 | 0 | 0 | 0 | 0 | 0 | 0
Type/Weight | Containment Type
| Duty |  |  |  |  | Notes:
| Containment |  | Kg/M | 0
| Cable(s) |  | Kg/M | 0
| Total Weight |  | Kg/M | 0
Containment Size | Spare capacity |  | % | 30%
| Tray Space Required. |  | mm | 0
| Tray Space Inc. Spare |  | mm | 0
| Minimum Size |  | Width | 0
General | Containment Table Ref.
| Floor Level | [12 empty] | 0
Cable Reference: | [13 empty] | From | To | Cable Reference | Containment logic calc
[14 empty] | 0 | 0 | 0
Cable | Supply From |  | Origin panel ref | [10 empty] | 0 | 0 | 0 | 0 | 0
| Supply To |  | End point ref | [10 empty] | 0 | 0 | 0 | TRUE | TRUE
| Cable Type | [12 empty] | 0 | 0 | 0 | 0 | 0
| No. of Cores | [12 empty] | 0 | 0 | 0 | TRUE | TRUE
| Cross Sectional Area | [12 empty] | 0 | 0 | 0 | 0 | 0
| Cables in circuit | [12 empty] | 0 | 0 | 0 | TRUE | TRUE
| Nominal Diameter |  |  | 0 | 0 | 0 | 0 | 0 | 0 | 0 | 0 | 0 | 0 | 0 | 0 | 0 | 0 | 0
| Minimum Bend Radius |  |  | 0 | 0 | 0 | 0 | 0 | 0 | 0 | 0 | 0 | 0 | 0 | 0 | 0 | TRUE | TRUE
| Installation allowance |  | mm per cable | [10 empty] | 0 | 0 | 0 | 0 | TRUE
| Cable Weight |  | Kg/M | 0 | 0 | 0 | 0 | 0 | 0 | 0 | 0 | 0 | 0 | 0 | 0 | 0
Installation Arrangement | Arrangement | Cable Spacing | Single/Trefoil/Quad | [10 empty] | 0 | 0 | 0
| Cleat Width | Cleat Width |  | 0 | 0 | 0 | 0 | 0 | 0 | 0 | 0 | 0 | 0 | 0 | 0 | 0
| Correction value |  |  | 0 | 0 | 0 | 0 | 0 | 0 | 0 | 0 | 0 | 0 | 0 | 0 | 0
Cable Reference: | [13 empty] | 0 | 0 | 0
[14 empty] | 0 | 0 | 0
Cable | Supply From |  | Origin panel ref | [10 empty] | 0 | 0 | 0
| Supply To |  | End point ref | [10 empty] | 0 | 0 | 0
| Cable Type | [12 empty] | 0 | 0 | 0
| No. of Cores | [12 empty] | 0 | 0 | 0
Cross Sectional Area
Cables in circuit
| Nominal Diameter |  |  | 0 | 0 | 0 | 0 | 0 | 0 | 0 | 0 | 0 | 0
| Minimum Bend Radius |  |  | 0 | 0 | 0 | 0 | 0 | 0 | 0 | 0 | 0 | 0
| Installation allowance |  | mm per cable
| Cable Weight |  | Kg/M | 0 | 0 | 0 | 0 | 0 | 0 | 0 | 0 | 0 | 0
Installation Arrangement | Arrangement | Cable Spacing | Single/Trefoil/Quad
| Cleat Width | Cleat Width |  | 0 | 0 | 0 | 0 | 0 | 0 | 0 | 0 | 0 | 0
| Correction value |  |  | 0 | 0 | 0 | 0 | 0 | 0 | 0 | 0 | 0 | 0
Type/Weight | Containment Type
| Duty |  |  |  |  | Notes:
| Containment |  | Kg/M | 0
| Cable(s) |  | Kg/M | 0
| Total Weight |  | Kg/M | 0
Containment Size | Spare capacity |  | % | 30%
| Tray Space Required. |  | mm | 0
| Tray Space Inc. Spare |  | mm | 0
| Minimum Size |  | Width | 0
General | Containment Table Ref.
| Floor Level | [12 empty] | 0
Cable Reference: | [13 empty] | From | To | Cable Reference | Containment logic calc
[14 empty] | 0 | 0 | 0
Cable | Supply From |  | Origin panel ref | [10 empty] | 0 | 0 | 0 | 0 | 0
| Supply To |  | End point ref | [10 empty] | 0 | 0 | 0 | TRUE | TRUE
| Cable Type | [12 empty] | 0 | 0 | 0 | 0 | 0
| No. of Cores | [12 empty] | 0 | 0 | 0 | TRUE | TRUE
| Cross Sectional Area | [12 empty] | 0 | 0 | 0 | 0 | 0
| Cables in circuit | [12 empty] | 0 | 0 | 0 | TRUE | TRUE
| Nominal Diameter |  |  | 0 | 0 | 0 | 0 | 0 | 0 | 0 | 0 | 0 | 0 | 0 | 0 | 0 | 0 | 0
| Minimum Bend Radius |  |  | 0 | 0 | 0 | 0 | 0 | 0 | 0 | 0 | 0 | 0 | 0 | 0 | 0 | TRUE | TRUE
| Installation allowance |  | mm per cable | [10 empty] | 0 | 0 | 0 | 0 | TRUE
| Cable Weight |  | Kg/M | 0 | 0 | 0 | 0 | 0 | 0 | 0 | 0 | 0 | 0 | 0 | 0 | 0
Installation Arrangement | Arrangement | Cable Spacing | Single/Trefoil/Quad | [10 empty] | 0 | 0 | 0
| Cleat Width | Cleat Width |  | 0 | 0 | 0 | 0 | 0 | 0 | 0 | 0 | 0 | 0 | 0 | 0 | 0
| Correction value |  |  | 0 | 0 | 0 | 0 | 0 | 0 | 0 | 0 | 0 | 0 | 0 | 0 | 0
Cable Reference: | [13 empty] | 0 | 0 | 0
[14 empty] | 0 | 0 | 0
Cable | Supply From |  | Origin panel ref | [10 empty] | 0 | 0 | 0
| Supply To |  | End point ref | [10 empty] | 0 | 0 | 0
| Cable Type | [12 empty] | 0 | 0 | 0
| No. of Cores | [12 empty] | 0 | 0 | 0
Cross Sectional Area
Cables in circuit
| Nominal Diameter |  |  | 0 | 0 | 0 | 0 | 0 | 0 | 0 | 0 | 0 | 0
| Minimum Bend Radius |  |  | 0 | 0 | 0 | 0 | 0 | 0 | 0 | 0 | 0 | 0
| Installation allowance |  | mm per cable
| Cable Weight |  | Kg/M | 0 | 0 | 0 | 0 | 0 | 0 | 0 | 0 | 0 | 0
Installation Arrangement | Arrangement | Cable Spacing | Single/Trefoil/Quad
| Cleat Width | Cleat Width |  | 0 | 0 | 0 | 0 | 0 | 0 | 0 | 0 | 0 | 0
| Correction value |  |  | 0 | 0 | 0 | 0 | 0 | 0 | 0 | 0 | 0 | 0
Type/Weight | Containment Type
| Duty |  |  |  |  | Notes:
| Containment |  | Kg/M | 0
| Cable(s) |  | Kg/M | 0
| Total Weight |  | Kg/M | 0
Containment Size | Spare capacity |  | % | 30%
| Tray Space Required. |  | mm | 0
| Tray Space Inc. Spare |  | mm | 0
| Minimum Size |  | Width | 0
General | Containment Table Ref.
| Floor Level | [12 empty] | 0
Cable Reference: | [13 empty] | From | To | Cable Reference | Containment logic calc
[14 empty] | 0 | 0 | 0
Cable | Supply From |  | Origin panel ref | [10 empty] | 0 | 0 | 0 | 0 | 0
| Supply To |  | End point ref | [10 empty] | 0 | 0 | 0 | TRUE | TRUE
| Cable Type | [12 empty] | 0 | 0 | 0 | 0 | 0
| No. of Cores | [12 empty] | 0 | 0 | 0 | TRUE | TRUE
| Cross Sectional Area | [12 empty] | 0 | 0 | 0 | 0 | 0
| Cables in circuit | [12 empty] | 0 | 0 | 0 | TRUE | TRUE
| Nominal Diameter |  |  | 0 | 0 | 0 | 0 | 0 | 0 | 0 | 0 | 0 | 0 | 0 | 0 | 0 | 0 | 0
| Minimum Bend Radius |  |  | 0 | 0 | 0 | 0 | 0 | 0 | 0 | 0 | 0 | 0 | 0 | 0 | 0 | TRUE | TRUE
| Installation allowance |  | mm per cable | [10 empty] | 0 | 0 | 0 | 0 | TRUE
| Cable Weight |  | Kg/M | 0 | 0 | 0 | 0 | 0 | 0 | 0 | 0 | 0 | 0 | 0 | 0 | 0
Installation Arrangement | Arrangement | Cable Spacing | Single/Trefoil/Quad | [10 empty] | 0 | 0 | 0
| Cleat Width | Cleat Width |  | 0 | 0 | 0 | 0 | 0 | 0 | 0 | 0 | 0 | 0 | 0 | 0 | 0
| Correction value |  |  | 0 | 0 | 0 | 0 | 0 | 0 | 0 | 0 | 0 | 0 | 0 | 0 | 0
Cable Reference: | [13 empty] | 0 | 0 | 0
[14 empty] | 0 | 0 | 0
Cable | Supply From |  | Origin panel ref | [10 empty] | 0 | 0 | 0
| Supply To |  | End point ref | [10 empty] | 0 | 0 | 0
| Cable Type | [12 empty] | 0 | 0 | 0
| No. of Cores | [12 empty] | 0 | 0 | 0
Cross Sectional Area
Cables in circuit
| Nominal Diameter |  |  | 0 | 0 | 0 | 0 | 0 | 0 | 0 | 0 | 0 | 0
| Minimum Bend Radius |  |  | 0 | 0 | 0 | 0 | 0 | 0 | 0 | 0 | 0 | 0
| Installation allowance |  | mm per cable
| Cable Weight |  | Kg/M | 0 | 0 | 0 | 0 | 0 | 0 | 0 | 0 | 0 | 0
Installation Arrangement | Arrangement | Cable Spacing | Single/Trefoil/Quad
| Cleat Width | Cleat Width |  | 0 | 0 | 0 | 0 | 0 | 0 | 0 | 0 | 0 | 0
| Correction value |  |  | 0 | 0 | 0 | 0 | 0 | 0 | 0 | 0 | 0 | 0
Type/Weight | Containment Type
| Duty |  |  |  |  | Notes:
| Containment |  | Kg/M | 0
| Cable(s) |  | Kg/M | 0
| Total Weight |  | Kg/M | 0
Containment Size | Spare capacity |  | % | 30%
| Tray Space Required. |  | mm | 0
| Tray Space Inc. Spare |  | mm | 0
| Minimum Size |  | Width | 0
General | Containment Table Ref.
| Floor Level | [12 empty] | 0
Cable Reference: | [13 empty] | From | To | Cable Reference | Containment logic calc
[14 empty] | 0 | 0 | 0
Cable | Supply From |  | Origin panel ref | [10 empty] | 0 | 0 | 0 | 0 | 0
| Supply To |  | End point ref | [10 empty] | 0 | 0 | 0 | TRUE | TRUE
| Cable Type | [12 empty] | 0 | 0 | 0 | 0 | 0
| No. of Cores | [12 empty] | 0 | 0 | 0 | TRUE | TRUE
| Cross Sectional Area | [12 empty] | 0 | 0 | 0 | 0 | 0
| Cables in circuit | [12 empty] | 0 | 0 | 0 | TRUE | TRUE
| Nominal Diameter |  |  | 0 | 0 | 0 | 0 | 0 | 0 | 0 | 0 | 0 | 0 | 0 | 0 | 0 | 0 | 0
| Minimum Bend Radius |  |  | 0 | 0 | 0 | 0 | 0 | 0 | 0 | 0 | 0 | 0 | 0 | 0 | 0 | TRUE | TRUE
| Installation allowance |  | mm per cable | [10 empty] | 0 | 0 | 0 | 0 | TRUE
| Cable Weight |  | Kg/M | 0 | 0 | 0 | 0 | 0 | 0 | 0 | 0 | 0 | 0 | 0 | 0 | 0
Installation Arrangement | Arrangement | Cable Spacing | Single/Trefoil/Quad | [10 empty] | 0 | 0 | 0
| Cleat Width | Cleat Width |  | 0 | 0 | 0 | 0 | 0 | 0 | 0 | 0 | 0 | 0 | 0 | 0 | 0
| Correction value |  |  | 0 | 0 | 0 | 0 | 0 | 0 | 0 | 0 | 0 | 0 | 0 | 0 | 0
Cable Reference: | [13 empty] | 0 | 0 | 0
[14 empty] | 0 | 0 | 0
Cable | Supply From |  | Origin panel ref | [10 empty] | 0 | 0 | 0
| Supply To |  | End point ref | [10 empty] | 0 | 0 | 0
| Cable Type | [12 empty] | 0 | 0 | 0
| No. of Cores | [12 empty] | 0 | 0 | 0
Cross Sectional Area
Cables in circuit
| Nominal Diameter |  |  | 0 | 0 | 0 | 0 | 0 | 0 | 0 | 0 | 0 | 0
| Minimum Bend Radius |  |  | 0 | 0 | 0 | 0 | 0 | 0 | 0 | 0 | 0 | 0
| Installation allowance |  | mm per cable
| Cable Weight |  | Kg/M | 0 | 0 | 0 | 0 | 0 | 0 | 0 | 0 | 0 | 0
Installation Arrangement | Arrangement | Cable Spacing | Single/Trefoil/Quad
| Cleat Width | Cleat Width |  | 0 | 0 | 0 | 0 | 0 | 0 | 0 | 0 | 0 | 0
| Correction value |  |  | 0 | 0 | 0 | 0 | 0 | 0 | 0 | 0 | 0 | 0
Type/Weight | Containment Type
| Duty |  |  |  |  | Notes:
| Containment |  | Kg/M | 0
| Cable(s) |  | Kg/M | 0
| Total Weight |  | Kg/M | 0
Containment Size | Spare capacity |  | % | 30%
| Tray Space Required. |  | mm | 0
| Tray Space Inc. Spare |  | mm | 0
| Minimum Size |  | Width | 0
General | Containment Table Ref.
| Floor Level | [12 empty] | 0
Cable Reference: | [13 empty] | From | To | Cable Reference | Containment logic calc
[14 empty] | 0 | 0 | 0
Cable | Supply From |  | Origin panel ref | [10 empty] | 0 | 0 | 0 | 0 | 0
| Supply To |  | End point ref | [10 empty] | 0 | 0 | 0 | TRUE | TRUE
| Cable Type | [12 empty] | 0 | 0 | 0 | 0 | 0
| No. of Cores | [12 empty] | 0 | 0 | 0 | TRUE | TRUE
| Cross Sectional Area | [12 empty] | 0 | 0 | 0 | 0 | 0
| Cables in circuit | [12 empty] | 0 | 0 | 0 | TRUE | TRUE
| Nominal Diameter |  |  | 0 | 0 | 0 | 0 | 0 | 0 | 0 | 0 | 0 | 0 | 0 | 0 | 0 | 0 | 0
| Minimum Bend Radius |  |  | 0 | 0 | 0 | 0 | 0 | 0 | 0 | 0 | 0 | 0 | 0 | 0 | 0 | TRUE | TRUE
| Installation allowance |  | mm per cable | [10 empty] | 0 | 0 | 0 | 0 | TRUE
| Cable Weight |  | Kg/M | 0 | 0 | 0 | 0 | 0 | 0 | 0 | 0 | 0 | 0 | 0 | 0 | 0
Installation Arrangement | Arrangement | Cable Spacing | Single/Trefoil/Quad | [10 empty] | 0 | 0 | 0
| Cleat Width | Cleat Width |  | 0 | 0 | 0 | 0 | 0 | 0 | 0 | 0 | 0 | 0 | 0 | 0 | 0
| Correction value |  |  | 0 | 0 | 0 | 0 | 0 | 0 | 0 | 0 | 0 | 0 | 0 | 0 | 0
Cable Reference: | [13 empty] | 0 | 0 | 0
[14 empty] | 0 | 0 | 0
Cable | Supply From |  | Origin panel ref | [10 empty] | 0 | 0 | 0
| Supply To |  | End point ref | [10 empty] | 0 | 0 | 0
| Cable Type | [12 empty] | 0 | 0 | 0
| No. of Cores | [12 empty] | 0 | 0 | 0
Cross Sectional Area
Cables in circuit
| Nominal Diameter |  |  | 0 | 0 | 0 | 0 | 0 | 0 | 0 | 0 | 0 | 0
| Minimum Bend Radius |  |  | 0 | 0 | 0 | 0 | 0 | 0 | 0 | 0 | 0 | 0
| Installation allowance |  | mm per cable
| Cable Weight |  | Kg/M | 0 | 0 | 0 | 0 | 0 | 0 | 0 | 0 | 0 | 0
Installation Arrangement | Arrangement | Cable Spacing | Single/Trefoil/Quad
| Cleat Width | Cleat Width |  | 0 | 0 | 0 | 0 | 0 | 0 | 0 | 0 | 0 | 0
| Correction value |  |  | 0 | 0 | 0 | 0 | 0 | 0 | 0 | 0 | 0 | 0
Type/Weight | Containment Type
| Duty |  |  |  |  | Notes:
| Containment |  | Kg/M | 0
| Cable(s) |  | Kg/M | 0
| Total Weight |  | Kg/M | 0
Containment Size | Spare capacity |  | % | 30%
| Tray Space Required. |  | mm | 0
| Tray Space Inc. Spare |  | mm | 0
| Minimum Size |  | Width | 0
General | Containment Table Ref.
| Floor Level | [12 empty] | 0
Cable Reference: | [13 empty] | From | To | Cable Reference | Containment logic calc
[14 empty] | 0 | 0 | 0
Cable | Supply From |  | Origin panel ref | [10 empty] | 0 | 0 | 0 | 0 | 0
| Supply To |  | End point ref | [10 empty] | 0 | 0 | 0 | TRUE | TRUE
| Cable Type | [12 empty] | 0 | 0 | 0 | 0 | 0
| No. of Cores | [12 empty] | 0 | 0 | 0 | TRUE | TRUE
| Cross Sectional Area | [12 empty] | 0 | 0 | 0 | 0 | 0
| Cables in circuit | [12 empty] | 0 | 0 | 0 | TRUE | TRUE
| Nominal Diameter |  |  | 0 | 0 | 0 | 0 | 0 | 0 | 0 | 0 | 0 | 0 | 0 | 0 | 0 | 0 | 0
| Minimum Bend Radius |  |  | 0 | 0 | 0 | 0 | 0 | 0 | 0 | 0 | 0 | 0 | 0 | 0 | 0 | TRUE | TRUE
| Installation allowance |  | mm per cable | [10 empty] | 0 | 0 | 0 | 0 | TRUE
| Cable Weight |  | Kg/M | 0 | 0 | 0 | 0 | 0 | 0 | 0 | 0 | 0 | 0 | 0 | 0 | 0
Installation Arrangement | Arrangement | Cable Spacing | Single/Trefoil/Quad | [10 empty] | 0 | 0 | 0
| Cleat Width | Cleat Width |  | 0 | 0 | 0 | 0 | 0 | 0 | 0 | 0 | 0 | 0 | 0 | 0 | 0
| Correction value |  |  | 0 | 0 | 0 | 0 | 0 | 0 | 0 | 0 | 0 | 0 | 0 | 0 | 0
Cable Reference: | [13 empty] | 0 | 0 | 0
[14 empty] | 0 | 0 | 0
Cable | Supply From |  | Origin panel ref | [10 empty] | 0 | 0 | 0
| Supply To |  | End point ref | [10 empty] | 0 | 0 | 0
| Cable Type | [12 empty] | 0 | 0 | 0
| No. of Cores | [12 empty] | 0 | 0 | 0
Cross Sectional Area
Cables in circuit
| Nominal Diameter |  |  | 0 | 0 | 0 | 0 | 0 | 0 | 0 | 0 | 0 | 0
| Minimum Bend Radius |  |  | 0 | 0 | 0 | 0 | 0 | 0 | 0 | 0 | 0 | 0
| Installation allowance |  | mm per cable
| Cable Weight |  | Kg/M | 0 | 0 | 0 | 0 | 0 | 0 | 0 | 0 | 0 | 0
Installation Arrangement | Arrangement | Cable Spacing | Single/Trefoil/Quad
| Cleat Width | Cleat Width |  | 0 | 0 | 0 | 0 | 0 | 0 | 0 | 0 | 0 | 0
| Correction value |  |  | 0 | 0 | 0 | 0 | 0 | 0 | 0 | 0 | 0 | 0
Type/Weight | Containment Type
| Duty |  |  |  |  | Notes:
| Containment |  | Kg/M | 0
| Cable(s) |  | Kg/M | 0
| Total Weight |  | Kg/M | 0
Containment Size | Spare capacity |  | % | 30%
| Tray Space Required. |  | mm | 0
| Tray Space Inc. Spare |  | mm | 0
| Minimum Size |  | Width | 0
General | Containment Table Ref.
| Floor Level | [12 empty] | 0
Cable Reference: | [13 empty] | From | To | Cable Reference | Containment logic calc
[14 empty] | 0 | 0 | 0
Cable | Supply From |  | Origin panel ref | [10 empty] | 0 | 0 | 0 | 0 | 0
| Supply To |  | End point ref | [10 empty] | 0 | 0 | 0 | TRUE | TRUE
| Cable Type | [12 empty] | 0 | 0 | 0 | 0 | 0
| No. of Cores | [12 empty] | 0 | 0 | 0 | TRUE | TRUE
| Cross Sectional Area | [12 empty] | 0 | 0 | 0 | 0 | 0
| Cables in circuit | [12 empty] | 0 | 0 | 0 | TRUE | TRUE
| Nominal Diameter |  |  | 0 | 0 | 0 | 0 | 0 | 0 | 0 | 0 | 0 | 0 | 0 | 0 | 0 | 0 | 0
| Minimum Bend Radius |  |  | 0 | 0 | 0 | 0 | 0 | 0 | 0 | 0 | 0 | 0 | 0 | 0 | 0 | TRUE | TRUE
| Installation allowance |  | mm per cable | [10 empty] | 0 | 0 | 0 | 0 | TRUE
| Cable Weight |  | Kg/M | 0 | 0 | 0 | 0 | 0 | 0 | 0 | 0 | 0 | 0 | 0 | 0 | 0
Installation Arrangement | Arrangement | Cable Spacing | Single/Trefoil/Quad | [10 empty] | 0 | 0 | 0
| Cleat Width | Cleat Width |  | 0 | 0 | 0 | 0 | 0 | 0 | 0 | 0 | 0 | 0 | 0 | 0 | 0
| Correction value |  |  | 0 | 0 | 0 | 0 | 0 | 0 | 0 | 0 | 0 | 0 | 0 | 0 | 0
Cable Reference: | [13 empty] | 0 | 0 | 0
[14 empty] | 0 | 0 | 0
Cable | Supply From |  | Origin panel ref | [10 empty] | 0 | 0 | 0
| Supply To |  | End point ref | [10 empty] | 0 | 0 | 0
| Cable Type | [12 empty] | 0 | 0 | 0
| No. of Cores | [12 empty] | 0 | 0 | 0
Cross Sectional Area
Cables in circuit
| Nominal Diameter |  |  | 0 | 0 | 0 | 0 | 0 | 0 | 0 | 0 | 0 | 0
| Minimum Bend Radius |  |  | 0 | 0 | 0 | 0 | 0 | 0 | 0 | 0 | 0 | 0
| Installation allowance |  | mm per cable
| Cable Weight |  | Kg/M | 0 | 0 | 0 | 0 | 0 | 0 | 0 | 0 | 0 | 0
Installation Arrangement | Arrangement | Cable Spacing | Single/Trefoil/Quad
| Cleat Width | Cleat Width |  | 0 | 0 | 0 | 0 | 0 | 0 | 0 | 0 | 0 | 0
| Correction value |  |  | 0 | 0 | 0 | 0 | 0 | 0 | 0 | 0 | 0 | 0
Type/Weight | Containment Type
| Duty |  |  |  |  | Notes:
| Containment |  | Kg/M | 0
| Cable(s) |  | Kg/M | 0
| Total Weight |  | Kg/M | 0
Containment Size | Spare capacity |  | % | 30%
| Tray Space Required. |  | mm | 0
| Tray Space Inc. Spare |  | mm | 0
| Minimum Size |  | Width | 0
General | Containment Table Ref.
| Floor Level | [12 empty] | 0
Cable Reference: | [13 empty] | From | To | Cable Reference | Containment logic calc
[14 empty] | 0 | 0 | 0
Cable | Supply From |  | Origin panel ref | [10 empty] | 0 | 0 | 0 | 0 | 0
| Supply To |  | End point ref | [10 empty] | 0 | 0 | 0 | TRUE | TRUE
| Cable Type | [12 empty] | 0 | 0 | 0 | 0 | 0
| No. of Cores | [12 empty] | 0 | 0 | 0 | TRUE | TRUE
| Cross Sectional Area | [12 empty] | 0 | 0 | 0 | 0 | 0
| Cables in circuit | [12 empty] | 0 | 0 | 0 | TRUE | TRUE
| Nominal Diameter |  |  | 0 | 0 | 0 | 0 | 0 | 0 | 0 | 0 | 0 | 0 | 0 | 0 | 0 | 0 | 0
| Minimum Bend Radius |  |  | 0 | 0 | 0 | 0 | 0 | 0 | 0 | 0 | 0 | 0 | 0 | 0 | 0 | TRUE | TRUE
| Installation allowance |  | mm per cable | [10 empty] | 0 | 0 | 0 | 0 | TRUE
| Cable Weight |  | Kg/M | 0 | 0 | 0 | 0 | 0 | 0 | 0 | 0 | 0 | 0 | 0 | 0 | 0
Installation Arrangement | Arrangement | Cable Spacing | Single/Trefoil/Quad | [10 empty] | 0 | 0 | 0
| Cleat Width | Cleat Width |  | 0 | 0 | 0 | 0 | 0 | 0 | 0 | 0 | 0 | 0 | 0 | 0 | 0
| Correction value |  |  | 0 | 0 | 0 | 0 | 0 | 0 | 0 | 0 | 0 | 0 | 0 | 0 | 0
Cable Reference: | [13 empty] | 0 | 0 | 0
[14 empty] | 0 | 0 | 0
Cable | Supply From |  | Origin panel ref | [10 empty] | 0 | 0 | 0
| Supply To |  | End point ref | [10 empty] | 0 | 0 | 0
| Cable Type | [12 empty] | 0 | 0 | 0
| No. of Cores | [12 empty] | 0 | 0 | 0
Cross Sectional Area
Cables in circuit
| Nominal Diameter |  |  | 0 | 0 | 0 | 0 | 0 | 0 | 0 | 0 | 0 | 0
| Minimum Bend Radius |  |  | 0 | 0 | 0 | 0 | 0 | 0 | 0 | 0 | 0 | 0
| Installation allowance |  | mm per cable
| Cable Weight |  | Kg/M | 0 | 0 | 0 | 0 | 0 | 0 | 0 | 0 | 0 | 0
Installation Arrangement | Arrangement | Cable Spacing | Single/Trefoil/Quad
| Cleat Width | Cleat Width |  | 0 | 0 | 0 | 0 | 0 | 0 | 0 | 0 | 0 | 0
| Correction value |  |  | 0 | 0 | 0 | 0 | 0 | 0 | 0 | 0 | 0 | 0
Type/Weight | Containment Type
| Duty |  |  |  |  | Notes:
| Containment |  | Kg/M | 0
| Cable(s) |  | Kg/M | 0
| Total Weight |  | Kg/M | 0
Containment Size | Spare capacity |  | % | 30%
| Tray Space Required. |  | mm | 0
| Tray Space Inc. Spare |  | mm | 0
| Minimum Size |  | Width | 0
General | Containment Table Ref.
| Floor Level | [12 empty] | 0
Cable Reference: | [13 empty] | From | To | Cable Reference | Containment logic calc
[14 empty] | 0 | 0 | 0
Cable | Supply From |  | Origin panel ref | [10 empty] | 0 | 0 | 0 | 0 | 0
| Supply To |  | End point ref | [10 empty] | 0 | 0 | 0 | TRUE | TRUE
| Cable Type | [12 empty] | 0 | 0 | 0 | 0 | 0
| No. of Cores | [12 empty] | 0 | 0 | 0 | TRUE | TRUE
| Cross Sectional Area | [12 empty] | 0 | 0 | 0 | 0 | 0
| Cables in circuit | [12 empty] | 0 | 0 | 0 | TRUE | TRUE
| Nominal Diameter |  |  | 0 | 0 | 0 | 0 | 0 | 0 | 0 | 0 | 0 | 0 | 0 | 0 | 0 | 0 | 0
| Minimum Bend Radius |  |  | 0 | 0 | 0 | 0 | 0 | 0 | 0 | 0 | 0 | 0 | 0 | 0 | 0 | TRUE | TRUE
| Installation allowance |  | mm per cable | [10 empty] | 0 | 0 | 0 | 0 | TRUE
| Cable Weight |  | Kg/M | 0 | 0 | 0 | 0 | 0 | 0 | 0 | 0 | 0 | 0 | 0 | 0 | 0
Installation Arrangement | Arrangement | Cable Spacing | Single/Trefoil/Quad | [10 empty] | 0 | 0 | 0
| Cleat Width | Cleat Width |  | 0 | 0 | 0 | 0 | 0 | 0 | 0 | 0 | 0 | 0 | 0 | 0 | 0
| Correction value |  |  | 0 | 0 | 0 | 0 | 0 | 0 | 0 | 0 | 0 | 0 | 0 | 0 | 0
Cable Reference: | [13 empty] | 0 | 0 | 0
[14 empty] | 0 | 0 | 0
Cable | Supply From |  | Origin panel ref | [10 empty] | 0 | 0 | 0
| Supply To |  | End point ref | [10 empty] | 0 | 0 | 0
| Cable Type | [12 empty] | 0 | 0 | 0
| No. of Cores | [12 empty] | 0 | 0 | 0
Cross Sectional Area
Cables in circuit
| Nominal Diameter |  |  | 0 | 0 | 0 | 0 | 0 | 0 | 0 | 0 | 0 | 0
| Minimum Bend Radius |  |  | 0 | 0 | 0 | 0 | 0 | 0 | 0 | 0 | 0 | 0
| Installation allowance |  | mm per cable
| Cable Weight |  | Kg/M | 0 | 0 | 0 | 0 | 0 | 0 | 0 | 0 | 0 | 0
Installation Arrangement | Arrangement | Cable Spacing | Single/Trefoil/Quad
| Cleat Width | Cleat Width |  | 0 | 0 | 0 | 0 | 0 | 0 | 0 | 0 | 0 | 0
| Correction value |  |  | 0 | 0 | 0 | 0 | 0 | 0 | 0 | 0 | 0 | 0
Type/Weight | Containment Type
| Duty |  |  |  |  | Notes:
| Containment |  | Kg/M | 0
| Cable(s) |  | Kg/M | 0
| Total Weight |  | Kg/M | 0
Containment Size | Spare capacity |  | % | 30%
| Tray Space Required. |  | mm | 0
| Tray Space Inc. Spare |  | mm | 0
| Minimum Size |  | Width | 0
General | Containment Table Ref.
| Floor Level | [12 empty] | 0
Cable Reference: | [13 empty] | From | To | Cable Reference | Containment logic calc
[14 empty] | 0 | 0 | 0
Cable | Supply From |  | Origin panel ref | [10 empty] | 0 | 0 | 0 | 0 | 0
| Supply To |  | End point ref | [10 empty] | 0 | 0 | 0 | TRUE | TRUE
| Cable Type | [12 empty] | 0 | 0 | 0 | 0 | 0
| No. of Cores | [12 empty] | 0 | 0 | 0 | TRUE | TRUE
| Cross Sectional Area | [12 empty] | 0 | 0 | 0 | 0 | 0
| Cables in circuit | [12 empty] | 0 | 0 | 0 | TRUE | TRUE
| Nominal Diameter |  |  | 0 | 0 | 0 | 0 | 0 | 0 | 0 | 0 | 0 | 0 | 0 | 0 | 0 | 0 | 0
| Minimum Bend Radius |  |  | 0 | 0 | 0 | 0 | 0 | 0 | 0 | 0 | 0 | 0 | 0 | 0 | 0 | TRUE | TRUE
| Installation allowance |  | mm per cable | [10 empty] | 0 | 0 | 0 | 0 | TRUE
| Cable Weight |  | Kg/M | 0 | 0 | 0 | 0 | 0 | 0 | 0 | 0 | 0 | 0 | 0 | 0 | 0
Installation Arrangement | Arrangement | Cable Spacing | Single/Trefoil/Quad | [10 empty] | 0 | 0 | 0
| Cleat Width | Cleat Width |  | 0 | 0 | 0 | 0 | 0 | 0 | 0 | 0 | 0 | 0 | 0 | 0 | 0
| Correction value |  |  | 0 | 0 | 0 | 0 | 0 | 0 | 0 | 0 | 0 | 0 | 0 | 0 | 0
Cable Reference: | [13 empty] | 0 | 0 | 0
[14 empty] | 0 | 0 | 0
Cable | Supply From |  | Origin panel ref | [10 empty] | 0 | 0 | 0
| Supply To |  | End point ref | [10 empty] | 0 | 0 | 0
| Cable Type | [12 empty] | 0 | 0 | 0
| No. of Cores | [12 empty] | 0 | 0 | 0
Cross Sectional Area
Cables in circuit
| Nominal Diameter |  |  | 0 | 0 | 0 | 0 | 0 | 0 | 0 | 0 | 0 | 0
| Minimum Bend Radius |  |  | 0 | 0 | 0 | 0 | 0 | 0 | 0 | 0 | 0 | 0
| Installation allowance |  | mm per cable
| Cable Weight |  | Kg/M | 0 | 0 | 0 | 0 | 0 | 0 | 0 | 0 | 0 | 0
Installation Arrangement | Arrangement | Cable Spacing | Single/Trefoil/Quad
| Cleat Width | Cleat Width |  | 0 | 0 | 0 | 0 | 0 | 0 | 0 | 0 | 0 | 0
| Correction value |  |  | 0 | 0 | 0 | 0 | 0 | 0 | 0 | 0 | 0 | 0
Type/Weight | Containment Type
| Duty |  |  |  |  | Notes:
| Containment |  | Kg/M | 0
| Cable(s) |  | Kg/M | 0
| Total Weight |  | Kg/M | 0
Containment Size | Spare capacity |  | % | 30%
| Tray Space Required. |  | mm | 0
| Tray Space Inc. Spare |  | mm | 0
| Minimum Size |  | Width | 0
General | Containment Table Ref.
| Floor Level | [12 empty] | 0
Cable Reference: | [13 empty] | From | To | Cable Reference | Containment logic calc
[14 empty] | 0 | 0 | 0
Cable | Supply From |  | Origin panel ref | [10 empty] | 0 | 0 | 0 | 0 | 0
| Supply To |  | End point ref | [10 empty] | 0 | 0 | 0 | TRUE | TRUE
| Cable Type | [12 empty] | 0 | 0 | 0 | 0 | 0
| No. of Cores | [12 empty] | 0 | 0 | 0 | TRUE | TRUE
| Cross Sectional Area | [12 empty] | 0 | 0 | 0 | 0 | 0
| Cables in circuit | [12 empty] | 0 | 0 | 0 | TRUE | TRUE
| Nominal Diameter |  |  | 0 | 0 | 0 | 0 | 0 | 0 | 0 | 0 | 0 | 0 | 0 | 0 | 0 | 0 | 0
| Minimum Bend Radius |  |  | 0 | 0 | 0 | 0 | 0 | 0 | 0 | 0 | 0 | 0 | 0 | 0 | 0 | TRUE | TRUE
| Installation allowance |  | mm per cable | [10 empty] | 0 | 0 | 0 | 0 | TRUE
| Cable Weight |  | Kg/M | 0 | 0 | 0 | 0 | 0 | 0 | 0 | 0 | 0 | 0 | 0 | 0 | 0
Installation Arrangement | Arrangement | Cable Spacing | Single/Trefoil/Quad | [10 empty] | 0 | 0 | 0
| Cleat Width | Cleat Width |  | 0 | 0 | 0 | 0 | 0 | 0 | 0 | 0 | 0 | 0 | 0 | 0 | 0
| Correction value |  |  | 0 | 0 | 0 | 0 | 0 | 0 | 0 | 0 | 0 | 0 | 0 | 0 | 0
Cable Reference: | [13 empty] | 0 | 0 | 0
[14 empty] | 0 | 0 | 0
Cable | Supply From |  | Origin panel ref | [10 empty] | 0 | 0 | 0
| Supply To |  | End point ref | [10 empty] | 0 | 0 | 0
| Cable Type | [12 empty] | 0 | 0 | 0
| No. of Cores | [12 empty] | 0 | 0 | 0
Cross Sectional Area
Cables in circuit
| Nominal Diameter |  |  | 0 | 0 | 0 | 0 | 0 | 0 | 0 | 0 | 0 | 0
| Minimum Bend Radius |  |  | 0 | 0 | 0 | 0 | 0 | 0 | 0 | 0 | 0 | 0
| Installation allowance |  | mm per cable
| Cable Weight |  | Kg/M | 0 | 0 | 0 | 0 | 0 | 0 | 0 | 0 | 0 | 0
Installation Arrangement | Arrangement | Cable Spacing | Single/Trefoil/Quad
| Cleat Width | Cleat Width |  | 0 | 0 | 0 | 0 | 0 | 0 | 0 | 0 | 0 | 0
| Correction value |  |  | 0 | 0 | 0 | 0 | 0 | 0 | 0 | 0 | 0 | 0
Type/Weight | Containment Type
| Duty |  |  |  |  | Notes:
| Containment |  | Kg/M | 0
| Cable(s) |  | Kg/M | 0
| Total Weight |  | Kg/M | 0
Containment Size | Spare capacity |  | % | 30%
| Tray Space Required. |  | mm | 0
| Tray Space Inc. Spare |  | mm | 0
| Minimum Size |  | Width | 0
General | Containment Table Ref.
| Floor Level | [12 empty] | 0
Cable Reference: | [13 empty] | From | To | Cable Reference | Containment logic calc
[14 empty] | 0 | 0 | 0
Cable | Supply From |  | Origin panel ref | [10 empty] | 0 | 0 | 0 | 0 | 0
| Supply To |  | End point ref | [10 empty] | 0 | 0 | 0 | TRUE | TRUE
| Cable Type | [12 empty] | 0 | 0 | 0 | 0 | 0
| No. of Cores | [12 empty] | 0 | 0 | 0 | TRUE | TRUE
| Cross Sectional Area | [12 empty] | 0 | 0 | 0 | 0 | 0
| Cables in circuit | [12 empty] | 0 | 0 | 0 | TRUE | TRUE
| Nominal Diameter |  |  | 0 | 0 | 0 | 0 | 0 | 0 | 0 | 0 | 0 | 0 | 0 | 0 | 0 | 0 | 0
| Minimum Bend Radius |  |  | 0 | 0 | 0 | 0 | 0 | 0 | 0 | 0 | 0 | 0 | 0 | 0 | 0 | TRUE | TRUE
| Installation allowance |  | mm per cable | [10 empty] | 0 | 0 | 0 | 0 | TRUE
| Cable Weight |  | Kg/M | 0 | 0 | 0 | 0 | 0 | 0 | 0 | 0 | 0 | 0 | 0 | 0 | 0
Installation Arrangement | Arrangement | Cable Spacing | Single/Trefoil/Quad | [10 empty] | 0 | 0 | 0
| Cleat Width | Cleat Width |  | 0 | 0 | 0 | 0 | 0 | 0 | 0 | 0 | 0 | 0 | 0 | 0 | 0
| Correction value |  |  | 0 | 0 | 0 | 0 | 0 | 0 | 0 | 0 | 0 | 0 | 0 | 0 | 0
Cable Reference: | [13 empty] | 0 | 0 | 0
[14 empty] | 0 | 0 | 0
Cable | Supply From |  | Origin panel ref | [10 empty] | 0 | 0 | 0
| Supply To |  | End point ref | [10 empty] | 0 | 0 | 0
| Cable Type | [12 empty] | 0 | 0 | 0
| No. of Cores | [12 empty] | 0 | 0 | 0
Cross Sectional Area
Cables in circuit
| Nominal Diameter |  |  | 0 | 0 | 0 | 0 | 0 | 0 | 0 | 0 | 0 | 0
| Minimum Bend Radius |  |  | 0 | 0 | 0 | 0 | 0 | 0 | 0 | 0 | 0 | 0
| Installation allowance |  | mm per cable
| Cable Weight |  | Kg/M | 0 | 0 | 0 | 0 | 0 | 0 | 0 | 0 | 0 | 0
Installation Arrangement | Arrangement | Cable Spacing | Single/Trefoil/Quad
| Cleat Width | Cleat Width |  | 0 | 0 | 0 | 0 | 0 | 0 | 0 | 0 | 0 | 0
| Correction value |  |  | 0 | 0 | 0 | 0 | 0 | 0 | 0 | 0 | 0 | 0
Type/Weight | Containment Type
| Duty |  |  |  |  | Notes:
| Containment |  | Kg/M | 0
| Cable(s) |  | Kg/M | 0
| Total Weight |  | Kg/M | 0
Containment Size | Spare capacity |  | % | 30%
| Tray Space Required. |  | mm | 0
| Tray Space Inc. Spare |  | mm | 0
| Minimum Size |  | Width | 0
General | Containment Table Ref.
| Floor Level | [12 empty] | 0
Cable Reference: | [13 empty] | From | To | Cable Reference | Containment logic calc
[14 empty] | 0 | 0 | 0
Cable | Supply From |  | Origin panel ref | [10 empty] | 0 | 0 | 0 | 0 | 0
| Supply To |  | End point ref | [10 empty] | 0 | 0 | 0 | TRUE | TRUE
| Cable Type | [12 empty] | 0 | 0 | 0 | 0 | 0
| No. of Cores | [12 empty] | 0 | 0 | 0 | TRUE | TRUE
| Cross Sectional Area | [12 empty] | 0 | 0 | 0 | 0 | 0
| Cables in circuit | [12 empty] | 0 | 0 | 0 | TRUE | TRUE
| Nominal Diameter |  |  | 0 | 0 | 0 | 0 | 0 | 0 | 0 | 0 | 0 | 0 | 0 | 0 | 0 | 0 | 0
| Minimum Bend Radius |  |  | 0 | 0 | 0 | 0 | 0 | 0 | 0 | 0 | 0 | 0 | 0 | 0 | 0 | TRUE | TRUE
| Installation allowance |  | mm per cable | [10 empty] | 0 | 0 | 0 | 0 | TRUE
| Cable Weight |  | Kg/M | 0 | 0 | 0 | 0 | 0 | 0 | 0 | 0 | 0 | 0 | 0 | 0 | 0
Installation Arrangement | Arrangement | Cable Spacing | Single/Trefoil/Quad | [10 empty] | 0 | 0 | 0
| Cleat Width | Cleat Width |  | 0 | 0 | 0 | 0 | 0 | 0 | 0 | 0 | 0 | 0 | 0 | 0 | 0
| Correction value |  |  | 0 | 0 | 0 | 0 | 0 | 0 | 0 | 0 | 0 | 0 | 0 | 0 | 0
Cable Reference: | [13 empty] | 0 | 0 | 0
[14 empty] | 0 | 0 | 0
Cable | Supply From |  | Origin panel ref | [10 empty] | 0 | 0 | 0
| Supply To |  | End point ref | [10 empty] | 0 | 0 | 0
| Cable Type | [12 empty] | 0 | 0 | 0
| No. of Cores | [12 empty] | 0 | 0 | 0
Cross Sectional Area
Cables in circuit
| Nominal Diameter |  |  | 0 | 0 | 0 | 0 | 0 | 0 | 0 | 0 | 0 | 0
| Minimum Bend Radius |  |  | 0 | 0 | 0 | 0 | 0 | 0 | 0 | 0 | 0 | 0
| Installation allowance |  | mm per cable
| Cable Weight |  | Kg/M | 0 | 0 | 0 | 0 | 0 | 0 | 0 | 0 | 0 | 0
Installation Arrangement | Arrangement | Cable Spacing | Single/Trefoil/Quad
| Cleat Width | Cleat Width |  | 0 | 0 | 0 | 0 | 0 | 0 | 0 | 0 | 0 | 0
| Correction value |  |  | 0 | 0 | 0 | 0 | 0 | 0 | 0 | 0 | 0 | 0
Type/Weight | Containment Type
| Duty |  |  |  |  | Notes:
| Containment |  | Kg/M | 0
| Cable(s) |  | Kg/M | 0
| Total Weight |  | Kg/M | 0
Containment Size | Spare capacity |  | % | 30%
| Tray Space Required. |  | mm | 0
| Tray Space Inc. Spare |  | mm | 0
| Minimum Size |  | Width | 0
General | Containment Table Ref.
| Floor Level | [12 empty] | 0
Cable Reference: | [13 empty] | From | To | Cable Reference | Containment logic calc
[14 empty] | 0 | 0 | 0
Cable | Supply From |  | Origin panel ref | [10 empty] | 0 | 0 | 0 | 0 | 0
| Supply To |  | End point ref | [10 empty] | 0 | 0 | 0 | TRUE | TRUE
| Cable Type | [12 empty] | 0 | 0 | 0 | 0 | 0
| No. of Cores | [12 empty] | 0 | 0 | 0 | TRUE | TRUE
| Cross Sectional Area | [12 empty] | 0 | 0 | 0 | 0 | 0
| Cables in circuit | [12 empty] | 0 | 0 | 0 | TRUE | TRUE
| Nominal Diameter |  |  | 0 | 0 | 0 | 0 | 0 | 0 | 0 | 0 | 0 | 0 | 0 | 0 | 0 | 0 | 0
| Minimum Bend Radius |  |  | 0 | 0 | 0 | 0 | 0 | 0 | 0 | 0 | 0 | 0 | 0 | 0 | 0 | TRUE | TRUE
| Installation allowance |  | mm per cable | [10 empty] | 0 | 0 | 0 | 0 | TRUE
| Cable Weight |  | Kg/M | 0 | 0 | 0 | 0 | 0 | 0 | 0 | 0 | 0 | 0 | 0 | 0 | 0
Installation Arrangement | Arrangement | Cable Spacing | Single/Trefoil/Quad | [10 empty] | 0 | 0 | 0
| Cleat Width | Cleat Width |  | 0 | 0 | 0 | 0 | 0 | 0 | 0 | 0 | 0 | 0 | 0 | 0 | 0
| Correction value |  |  | 0 | 0 | 0 | 0 | 0 | 0 | 0 | 0 | 0 | 0 | 0 | 0 | 0
Cable Reference: | [13 empty] | 0 | 0 | 0
[14 empty] | 0 | 0 | 0
Cable | Supply From |  | Origin panel ref | [10 empty] | 0 | 0 | 0
| Supply To |  | End point ref | [10 empty] | 0 | 0 | 0
| Cable Type | [12 empty] | 0 | 0 | 0
| No. of Cores | [12 empty] | 0 | 0 | 0
Cross Sectional Area
Cables in circuit
| Nominal Diameter |  |  | 0 | 0 | 0 | 0 | 0 | 0 | 0 | 0 | 0 | 0
| Minimum Bend Radius |  |  | 0 | 0 | 0 | 0 | 0 | 0 | 0 | 0 | 0 | 0
| Installation allowance |  | mm per cable
| Cable Weight |  | Kg/M | 0 | 0 | 0 | 0 | 0 | 0 | 0 | 0 | 0 | 0
Installation Arrangement | Arrangement | Cable Spacing | Single/Trefoil/Quad
| Cleat Width | Cleat Width |  | 0 | 0 | 0 | 0 | 0 | 0 | 0 | 0 | 0 | 0
| Correction value |  |  | 0 | 0 | 0 | 0 | 0 | 0 | 0 | 0 | 0 | 0
Type/Weight | Containment Type
| Duty |  |  |  |  | Notes:
| Containment |  | Kg/M | 0
| Cable(s) |  | Kg/M | 0
| Total Weight |  | Kg/M | 0
Containment Size | Spare capacity |  | % | 30%
| Tray Space Required. |  | mm | 0
| Tray Space Inc. Spare |  | mm | 0
| Minimum Size |  | Width | 0
General | Containment Table Ref.
| Floor Level | [12 empty] | 0
Cable Reference: | [13 empty] | From | To | Cable Reference | Containment logic calc
[14 empty] | 0 | 0 | 0
Cable | Supply From |  | Origin panel ref | [10 empty] | 0 | 0 | 0 | 0 | 0
| Supply To |  | End point ref | [10 empty] | 0 | 0 | 0 | TRUE | TRUE
| Cable Type | [12 empty] | 0 | 0 | 0 | 0 | 0
| No. of Cores | [12 empty] | 0 | 0 | 0 | TRUE | TRUE
| Cross Sectional Area | [12 empty] | 0 | 0 | 0 | 0 | 0
| Cables in circuit | [12 empty] | 0 | 0 | 0 | TRUE | TRUE
| Nominal Diameter |  |  | 0 | 0 | 0 | 0 | 0 | 0 | 0 | 0 | 0 | 0 | 0 | 0 | 0 | 0 | 0
| Minimum Bend Radius |  |  | 0 | 0 | 0 | 0 | 0 | 0 | 0 | 0 | 0 | 0 | 0 | 0 | 0 | TRUE | TRUE
| Installation allowance |  | mm per cable | [10 empty] | 0 | 0 | 0 | 0 | TRUE
| Cable Weight |  | Kg/M | 0 | 0 | 0 | 0 | 0 | 0 | 0 | 0 | 0 | 0 | 0 | 0 | 0
Installation Arrangement | Arrangement | Cable Spacing | Single/Trefoil/Quad | [10 empty] | 0 | 0 | 0
| Cleat Width | Cleat Width |  | 0 | 0 | 0 | 0 | 0 | 0 | 0 | 0 | 0 | 0 | 0 | 0 | 0
| Correction value |  |  | 0 | 0 | 0 | 0 | 0 | 0 | 0 | 0 | 0 | 0 | 0 | 0 | 0
Cable Reference: | [13 empty] | 0 | 0 | 0
[14 empty] | 0 | 0 | 0
Cable | Supply From |  | Origin panel ref | [10 empty] | 0 | 0 | 0
| Supply To |  | End point ref | [10 empty] | 0 | 0 | 0
| Cable Type | [12 empty] | 0 | 0 | 0
| No. of Cores | [12 empty] | 0 | 0 | 0
Cross Sectional Area
Cables in circuit
| Nominal Diameter |  |  | 0 | 0 | 0 | 0 | 0 | 0 | 0 | 0 | 0 | 0
| Minimum Bend Radius |  |  | 0 | 0 | 0 | 0 | 0 | 0 | 0 | 0 | 0 | 0
| Installation allowance |  | mm per cable
| Cable Weight |  | Kg/M | 0 | 0 | 0 | 0 | 0 | 0 | 0 | 0 | 0 | 0
Installation Arrangement | Arrangement | Cable Spacing | Single/Trefoil/Quad
| Cleat Width | Cleat Width |  | 0 | 0 | 0 | 0 | 0 | 0 | 0 | 0 | 0 | 0
| Correction value |  |  | 0 | 0 | 0 | 0 | 0 | 0 | 0 | 0 | 0 | 0
Type/Weight | Containment Type
| Duty |  |  |  |  | Notes:
| Containment |  | Kg/M | 0
| Cable(s) |  | Kg/M | 0
| Total Weight |  | Kg/M | 0
Containment Size | Spare capacity |  | % | 30%
| Tray Space Required. |  | mm | 0
| Tray Space Inc. Spare |  | mm | 0
| Minimum Size |  | Width | 0
General | Containment Table Ref.
| Floor Level | [12 empty] | 0
Cable Reference: | [13 empty] | From | To | Cable Reference | Containment logic calc
[14 empty] | 0 | 0 | 0
Cable | Supply From |  | Origin panel ref | [10 empty] | 0 | 0 | 0 | 0 | 0
| Supply To |  | End point ref | [10 empty] | 0 | 0 | 0 | TRUE | TRUE
| Cable Type | [12 empty] | 0 | 0 | 0 | 0 | 0
| No. of Cores | [12 empty] | 0 | 0 | 0 | TRUE | TRUE
| Cross Sectional Area | [12 empty] | 0 | 0 | 0 | 0 | 0
| Cables in circuit | [12 empty] | 0 | 0 | 0 | TRUE | TRUE
| Nominal Diameter |  |  | 0 | 0 | 0 | 0 | 0 | 0 | 0 | 0 | 0 | 0 | 0 | 0 | 0 | 0 | 0
| Minimum Bend Radius |  |  | 0 | 0 | 0 | 0 | 0 | 0 | 0 | 0 | 0 | 0 | 0 | 0 | 0 | TRUE | TRUE
| Installation allowance |  | mm per cable | [10 empty] | 0 | 0 | 0 | 0 | TRUE
| Cable Weight |  | Kg/M | 0 | 0 | 0 | 0 | 0 | 0 | 0 | 0 | 0 | 0 | 0 | 0 | 0
Installation Arrangement | Arrangement | Cable Spacing | Single/Trefoil/Quad | [10 empty] | 0 | 0 | 0
| Cleat Width | Cleat Width |  | 0 | 0 | 0 | 0 | 0 | 0 | 0 | 0 | 0 | 0 | 0 | 0 | 0
| Correction value |  |  | 0 | 0 | 0 | 0 | 0 | 0 | 0 | 0 | 0 | 0 | 0 | 0 | 0
Cable Reference: | [13 empty] | 0 | 0 | 0
[14 empty] | 0 | 0 | 0
Cable | Supply From |  | Origin panel ref | [10 empty] | 0 | 0 | 0
| Supply To |  | End point ref | [10 empty] | 0 | 0 | 0
| Cable Type | [12 empty] | 0 | 0 | 0
| No. of Cores | [12 empty] | 0 | 0 | 0
Cross Sectional Area
Cables in circuit
| Nominal Diameter |  |  | 0 | 0 | 0 | 0 | 0 | 0 | 0 | 0 | 0 | 0
| Minimum Bend Radius |  |  | 0 | 0 | 0 | 0 | 0 | 0 | 0 | 0 | 0 | 0
| Installation allowance |  | mm per cable
| Cable Weight |  | Kg/M | 0 | 0 | 0 | 0 | 0 | 0 | 0 | 0 | 0 | 0
Installation Arrangement | Arrangement | Cable Spacing | Single/Trefoil/Quad
| Cleat Width | Cleat Width |  | 0 | 0 | 0 | 0 | 0 | 0 | 0 | 0 | 0 | 0
| Correction value |  |  | 0 | 0 | 0 | 0 | 0 | 0 | 0 | 0 | 0 | 0
Type/Weight | Containment Type
| Duty |  |  |  |  | Notes:
| Containment |  | Kg/M | 0
| Cable(s) |  | Kg/M | 0
| Total Weight |  | Kg/M | 0
Containment Size | Spare capacity |  | % | 30%
| Tray Space Required. |  | mm | 0
| Tray Space Inc. Spare |  | mm | 0
| Minimum Size |  | Width | 0
General | Containment Table Ref.
| Floor Level | [12 empty] | 0
Cable Reference: | [13 empty] | From | To | Cable Reference | Containment logic calc
[14 empty] | 0 | 0 | 0
Cable | Supply From |  | Origin panel ref | [10 empty] | 0 | 0 | 0 | 0 | 0
| Supply To |  | End point ref | [10 empty] | 0 | 0 | 0 | TRUE | TRUE
| Cable Type | [12 empty] | 0 | 0 | 0 | 0 | 0
| No. of Cores | [12 empty] | 0 | 0 | 0 | TRUE | TRUE
| Cross Sectional Area | [12 empty] | 0 | 0 | 0 | 0 | 0
| Cables in circuit | [12 empty] | 0 | 0 | 0 | TRUE | TRUE
| Nominal Diameter |  |  | 0 | 0 | 0 | 0 | 0 | 0 | 0 | 0 | 0 | 0 | 0 | 0 | 0 | 0 | 0
| Minimum Bend Radius |  |  | 0 | 0 | 0 | 0 | 0 | 0 | 0 | 0 | 0 | 0 | 0 | 0 | 0 | TRUE | TRUE
| Installation allowance |  | mm per cable | [10 empty] | 0 | 0 | 0 | 0 | TRUE
| Cable Weight |  | Kg/M | 0 | 0 | 0 | 0 | 0 | 0 | 0 | 0 | 0 | 0 | 0 | 0 | 0
Installation Arrangement | Arrangement | Cable Spacing | Single/Trefoil/Quad | [10 empty] | 0 | 0 | 0
| Cleat Width | Cleat Width |  | 0 | 0 | 0 | 0 | 0 | 0 | 0 | 0 | 0 | 0 | 0 | 0 | 0
| Correction value |  |  | 0 | 0 | 0 | 0 | 0 | 0 | 0 | 0 | 0 | 0 | 0 | 0 | 0
Cable Reference: | [13 empty] | 0 | 0 | 0
[14 empty] | 0 | 0 | 0
Cable | Supply From |  | Origin panel ref | [10 empty] | 0 | 0 | 0
| Supply To |  | End point ref | [10 empty] | 0 | 0 | 0
| Cable Type | [12 empty] | 0 | 0 | 0
| No. of Cores | [12 empty] | 0 | 0 | 0
Cross Sectional Area
Cables in circuit
| Nominal Diameter |  |  | 0 | 0 | 0 | 0 | 0 | 0 | 0 | 0 | 0 | 0
| Minimum Bend Radius |  |  | 0 | 0 | 0 | 0 | 0 | 0 | 0 | 0 | 0 | 0
| Installation allowance |  | mm per cable
| Cable Weight |  | Kg/M | 0 | 0 | 0 | 0 | 0 | 0 | 0 | 0 | 0 | 0
Installation Arrangement | Arrangement | Cable Spacing | Single/Trefoil/Quad
| Cleat Width | Cleat Width |  | 0 | 0 | 0 | 0 | 0 | 0 | 0 | 0 | 0 | 0
| Correction value |  |  | 0 | 0 | 0 | 0 | 0 | 0 | 0 | 0 | 0 | 0
Type/Weight | Containment Type
| Duty |  |  |  |  | Notes:
| Containment |  | Kg/M | 0
| Cable(s) |  | Kg/M | 0
| Total Weight |  | Kg/M | 0
Containment Size | Spare capacity |  | % | 30%
| Tray Space Required. |  | mm | 0
| Tray Space Inc. Spare |  | mm | 0
| Minimum Size |  | Width | 0
General | Containment Table Ref.
| Floor Level | [12 empty] | 0
Cable Reference: | [13 empty] | From | To | Cable Reference | Containment logic calc
[14 empty] | 0 | 0 | 0
Cable | Supply From |  | Origin panel ref | [10 empty] | 0 | 0 | 0 | 0 | 0
| Supply To |  | End point ref | [10 empty] | 0 | 0 | 0 | TRUE | TRUE
| Cable Type | [12 empty] | 0 | 0 | 0 | 0 | 0
| No. of Cores | [12 empty] | 0 | 0 | 0 | TRUE | TRUE
| Cross Sectional Area | [12 empty] | 0 | 0 | 0 | 0 | 0
| Cables in circuit | [12 empty] | 0 | 0 | 0 | TRUE | TRUE
| Nominal Diameter |  |  | 0 | 0 | 0 | 0 | 0 | 0 | 0 | 0 | 0 | 0 | 0 | 0 | 0 | 0 | 0
| Minimum Bend Radius |  |  | 0 | 0 | 0 | 0 | 0 | 0 | 0 | 0 | 0 | 0 | 0 | 0 | 0 | TRUE | TRUE
| Installation allowance |  | mm per cable | [10 empty] | 0 | 0 | 0 | 0 | TRUE
| Cable Weight |  | Kg/M | 0 | 0 | 0 | 0 | 0 | 0 | 0 | 0 | 0 | 0 | 0 | 0 | 0
Installation Arrangement | Arrangement | Cable Spacing | Single/Trefoil/Quad | [10 empty] | 0 | 0 | 0
| Cleat Width | Cleat Width |  | 0 | 0 | 0 | 0 | 0 | 0 | 0 | 0 | 0 | 0 | 0 | 0 | 0
| Correction value |  |  | 0 | 0 | 0 | 0 | 0 | 0 | 0 | 0 | 0 | 0 | 0 | 0 | 0
Cable Reference: | [13 empty] | 0 | 0 | 0
[14 empty] | 0 | 0 | 0
Cable | Supply From |  | Origin panel ref | [10 empty] | 0 | 0 | 0
| Supply To |  | End point ref | [10 empty] | 0 | 0 | 0
| Cable Type | [12 empty] | 0 | 0 | 0
| No. of Cores | [12 empty] | 0 | 0 | 0
Cross Sectional Area
Cables in circuit
| Nominal Diameter |  |  | 0 | 0 | 0 | 0 | 0 | 0 | 0 | 0 | 0 | 0
| Minimum Bend Radius |  |  | 0 | 0 | 0 | 0 | 0 | 0 | 0 | 0 | 0 | 0
| Installation allowance |  | mm per cable
| Cable Weight |  | Kg/M | 0 | 0 | 0 | 0 | 0 | 0 | 0 | 0 | 0 | 0
Installation Arrangement | Arrangement | Cable Spacing | Single/Trefoil/Quad
| Cleat Width | Cleat Width |  | 0 | 0 | 0 | 0 | 0 | 0 | 0 | 0 | 0 | 0
| Correction value |  |  | 0 | 0 | 0 | 0 | 0 | 0 | 0 | 0 | 0 | 0
Type/Weight | Containment Type
| Duty |  |  |  |  | Notes:
| Containment |  | Kg/M | 0
| Cable(s) |  | Kg/M | 0
| Total Weight |  | Kg/M | 0
Containment Size | Spare capacity |  | % | 30%
| Tray Space Required. |  | mm | 0
| Tray Space Inc. Spare |  | mm | 0
| Minimum Size |  | Width | 0
General | Containment Table Ref.
| Floor Level | [12 empty] | 0
Cable Reference: | [13 empty] | From | To | Cable Reference | Containment logic calc
[14 empty] | 0 | 0 | 0
Cable | Supply From |  | Origin panel ref | [10 empty] | 0 | 0 | 0 | 0 | 0
| Supply To |  | End point ref | [10 empty] | 0 | 0 | 0 | TRUE | TRUE
| Cable Type | [12 empty] | 0 | 0 | 0 | 0 | 0
| No. of Cores | [12 empty] | 0 | 0 | 0 | TRUE | TRUE
| Cross Sectional Area | [12 empty] | 0 | 0 | 0 | 0 | 0
| Cables in circuit | [12 empty] | 0 | 0 | 0 | TRUE | TRUE
| Nominal Diameter |  |  | 0 | 0 | 0 | 0 | 0 | 0 | 0 | 0 | 0 | 0 | 0 | 0 | 0 | 0 | 0
| Minimum Bend Radius |  |  | 0 | 0 | 0 | 0 | 0 | 0 | 0 | 0 | 0 | 0 | 0 | 0 | 0 | TRUE | TRUE
| Installation allowance |  | mm per cable | [10 empty] | 0 | 0 | 0 | 0 | TRUE
| Cable Weight |  | Kg/M | 0 | 0 | 0 | 0 | 0 | 0 | 0 | 0 | 0 | 0 | 0 | 0 | 0
Installation Arrangement | Arrangement | Cable Spacing | Single/Trefoil/Quad | [10 empty] | 0 | 0 | 0
| Cleat Width | Cleat Width |  | 0 | 0 | 0 | 0 | 0 | 0 | 0 | 0 | 0 | 0 | 0 | 0 | 0
| Correction value |  |  | 0 | 0 | 0 | 0 | 0 | 0 | 0 | 0 | 0 | 0 | 0 | 0 | 0
Cable Reference: | [13 empty] | 0 | 0 | 0
[14 empty] | 0 | 0 | 0
Cable | Supply From |  | Origin panel ref | [10 empty] | 0 | 0 | 0
| Supply To |  | End point ref | [10 empty] | 0 | 0 | 0
| Cable Type | [12 empty] | 0 | 0 | 0
| No. of Cores | [12 empty] | 0 | 0 | 0
Cross Sectional Area
Cables in circuit
| Nominal Diameter |  |  | 0 | 0 | 0 | 0 | 0 | 0 | 0 | 0 | 0 | 0
| Minimum Bend Radius |  |  | 0 | 0 | 0 | 0 | 0 | 0 | 0 | 0 | 0 | 0
| Installation allowance |  | mm per cable
| Cable Weight |  | Kg/M | 0 | 0 | 0 | 0 | 0 | 0 | 0 | 0 | 0 | 0
Installation Arrangement | Arrangement | Cable Spacing | Single/Trefoil/Quad
| Cleat Width | Cleat Width |  | 0 | 0 | 0 | 0 | 0 | 0 | 0 | 0 | 0 | 0
| Correction value |  |  | 0 | 0 | 0 | 0 | 0 | 0 | 0 | 0 | 0 | 0
Type/Weight | Containment Type
| Duty |  |  |  |  | Notes:
| Containment |  | Kg/M | 0
| Cable(s) |  | Kg/M | 0
| Total Weight |  | Kg/M | 0
Containment Size | Spare capacity |  | % | 30%
| Tray Space Required. |  | mm | 0
| Tray Space Inc. Spare |  | mm | 0
| Minimum Size |  | Width | 0
General | Containment Table Ref.
| Floor Level | [12 empty] | 0
Cable Reference: | [13 empty] | From | To | Cable Reference | Containment logic calc
[14 empty] | 0 | 0 | 0
Cable | Supply From |  | Origin panel ref | [10 empty] | 0 | 0 | 0 | 0 | 0
| Supply To |  | End point ref | [10 empty] | 0 | 0 | 0 | TRUE | TRUE
| Cable Type | [12 empty] | 0 | 0 | 0 | 0 | 0
| No. of Cores | [12 empty] | 0 | 0 | 0 | TRUE | TRUE
| Cross Sectional Area | [12 empty] | 0 | 0 | 0 | 0 | 0
| Cables in circuit | [12 empty] | 0 | 0 | 0 | TRUE | TRUE
| Nominal Diameter |  |  | 0 | 0 | 0 | 0 | 0 | 0 | 0 | 0 | 0 | 0 | 0 | 0 | 0 | 0 | 0
| Minimum Bend Radius |  |  | 0 | 0 | 0 | 0 | 0 | 0 | 0 | 0 | 0 | 0 | 0 | 0 | 0 | TRUE | TRUE
| Installation allowance |  | mm per cable | [10 empty] | 0 | 0 | 0 | 0 | TRUE
| Cable Weight |  | Kg/M | 0 | 0 | 0 | 0 | 0 | 0 | 0 | 0 | 0 | 0 | 0 | 0 | 0
Installation Arrangement | Arrangement | Cable Spacing | Single/Trefoil/Quad | [10 empty] | 0 | 0 | 0
| Cleat Width | Cleat Width |  | 0 | 0 | 0 | 0 | 0 | 0 | 0 | 0 | 0 | 0 | 0 | 0 | 0
| Correction value |  |  | 0 | 0 | 0 | 0 | 0 | 0 | 0 | 0 | 0 | 0 | 0 | 0 | 0
Cable Reference: | [13 empty] | 0 | 0 | 0
[14 empty] | 0 | 0 | 0
Cable | Supply From |  | Origin panel ref | [10 empty] | 0 | 0 | 0
| Supply To |  | End point ref | [10 empty] | 0 | 0 | 0
| Cable Type | [12 empty] | 0 | 0 | 0
| No. of Cores | [12 empty] | 0 | 0 | 0
Cross Sectional Area
Cables in circuit
| Nominal Diameter |  |  | 0 | 0 | 0 | 0 | 0 | 0 | 0 | 0 | 0 | 0
| Minimum Bend Radius |  |  | 0 | 0 | 0 | 0 | 0 | 0 | 0 | 0 | 0 | 0
| Installation allowance |  | mm per cable
| Cable Weight |  | Kg/M | 0 | 0 | 0 | 0 | 0 | 0 | 0 | 0 | 0 | 0
Installation Arrangement | Arrangement | Cable Spacing | Single/Trefoil/Quad
| Cleat Width | Cleat Width |  | 0 | 0 | 0 | 0 | 0 | 0 | 0 | 0 | 0 | 0
| Correction value |  |  | 0 | 0 | 0 | 0 | 0 | 0 | 0 | 0 | 0 | 0
Type/Weight | Containment Type
| Duty |  |  |  |  | Notes:
| Containment |  | Kg/M | 0
| Cable(s) |  | Kg/M | 0
| Total Weight |  | Kg/M | 0
Containment Size | Spare capacity |  | % | 30%
| Tray Space Required. |  | mm | 0
| Tray Space Inc. Spare |  | mm | 0
| Minimum Size |  | Width | 0
General | Containment Table Ref.
| Floor Level | [12 empty] | 0
Cable Reference: | [13 empty] | From | To | Cable Reference | Containment logic calc
[14 empty] | 0 | 0 | 0
Cable | Supply From |  | Origin panel ref | [10 empty] | 0 | 0 | 0 | 0 | 0
| Supply To |  | End point ref | [10 empty] | 0 | 0 | 0 | TRUE | TRUE
| Cable Type | [12 empty] | 0 | 0 | 0 | 0 | 0
| No. of Cores | [12 empty] | 0 | 0 | 0 | TRUE | TRUE
| Cross Sectional Area | [12 empty] | 0 | 0 | 0 | 0 | 0
| Cables in circuit | [12 empty] | 0 | 0 | 0 | TRUE | TRUE
| Nominal Diameter |  |  | 0 | 0 | 0 | 0 | 0 | 0 | 0 | 0 | 0 | 0 | 0 | 0 | 0 | 0 | 0
| Minimum Bend Radius |  |  | 0 | 0 | 0 | 0 | 0 | 0 | 0 | 0 | 0 | 0 | 0 | 0 | 0 | TRUE | TRUE
| Installation allowance |  | mm per cable | [10 empty] | 0 | 0 | 0 | 0 | TRUE
| Cable Weight |  | Kg/M | 0 | 0 | 0 | 0 | 0 | 0 | 0 | 0 | 0 | 0 | 0 | 0 | 0
Installation Arrangement | Arrangement | Cable Spacing | Single/Trefoil/Quad | [10 empty] | 0 | 0 | 0
| Cleat Width | Cleat Width |  | 0 | 0 | 0 | 0 | 0 | 0 | 0 | 0 | 0 | 0 | 0 | 0 | 0
| Correction value |  |  | 0 | 0 | 0 | 0 | 0 | 0 | 0 | 0 | 0 | 0 | 0 | 0 | 0
Cable Reference: | [13 empty] | 0 | 0 | 0
[14 empty] | 0 | 0 | 0
Cable | Supply From |  | Origin panel ref | [10 empty] | 0 | 0 | 0
| Supply To |  | End point ref | [10 empty] | 0 | 0 | 0
| Cable Type | [12 empty] | 0 | 0 | 0
| No. of Cores | [12 empty] | 0 | 0 | 0
Cross Sectional Area
Cables in circuit
| Nominal Diameter |  |  | 0 | 0 | 0 | 0 | 0 | 0 | 0 | 0 | 0 | 0
| Minimum Bend Radius |  |  | 0 | 0 | 0 | 0 | 0 | 0 | 0 | 0 | 0 | 0
| Installation allowance |  | mm per cable
| Cable Weight |  | Kg/M | 0 | 0 | 0 | 0 | 0 | 0 | 0 | 0 | 0 | 0
Installation Arrangement | Arrangement | Cable Spacing | Single/Trefoil/Quad
| Cleat Width | Cleat Width |  | 0 | 0 | 0 | 0 | 0 | 0 | 0 | 0 | 0 | 0
| Correction value |  |  | 0 | 0 | 0 | 0 | 0 | 0 | 0 | 0 | 0 | 0
Type/Weight | Containment Type
| Duty |  |  |  |  | Notes:
| Containment |  | Kg/M | 0
| Cable(s) |  | Kg/M | 0
| Total Weight |  | Kg/M | 0
Containment Size | Spare capacity |  | % | 30%
| Tray Space Required. |  | mm | 0
| Tray Space Inc. Spare |  | mm | 0
| Minimum Size |  | Width | 0
General | Containment Table Ref.
| Floor Level | [12 empty] | 0
Cable Reference: | [13 empty] | From | To | Cable Reference | Containment logic calc
[14 empty] | 0 | 0 | 0
Cable | Supply From |  | Origin panel ref | [10 empty] | 0 | 0 | 0 | 0 | 0
| Supply To |  | End point ref | [10 empty] | 0 | 0 | 0 | TRUE | TRUE
| Cable Type | [12 empty] | 0 | 0 | 0 | 0 | 0
| No. of Cores | [12 empty] | 0 | 0 | 0 | TRUE | TRUE
| Cross Sectional Area | [12 empty] | 0 | 0 | 0 | 0 | 0
| Cables in circuit | [12 empty] | 0 | 0 | 0 | TRUE | TRUE
| Nominal Diameter |  |  | 0 | 0 | 0 | 0 | 0 | 0 | 0 | 0 | 0 | 0 | 0 | 0 | 0 | 0 | 0
| Minimum Bend Radius |  |  | 0 | 0 | 0 | 0 | 0 | 0 | 0 | 0 | 0 | 0 | 0 | 0 | 0 | TRUE | TRUE
| Installation allowance |  | mm per cable | [10 empty] | 0 | 0 | 0 | 0 | TRUE
| Cable Weight |  | Kg/M | 0 | 0 | 0 | 0 | 0 | 0 | 0 | 0 | 0 | 0 | 0 | 0 | 0
Installation Arrangement | Arrangement | Cable Spacing | Single/Trefoil/Quad | [10 empty] | 0 | 0 | 0
| Cleat Width | Cleat Width |  | 0 | 0 | 0 | 0 | 0 | 0 | 0 | 0 | 0 | 0 | 0 | 0 | 0
| Correction value |  |  | 0 | 0 | 0 | 0 | 0 | 0 | 0 | 0 | 0 | 0 | 0 | 0 | 0
Cable Reference: | [13 empty] | 0 | 0 | 0
[14 empty] | 0 | 0 | 0
Cable | Supply From |  | Origin panel ref | [10 empty] | 0 | 0 | 0
| Supply To |  | End point ref | [10 empty] | 0 | 0 | 0
| Cable Type | [12 empty] | 0 | 0 | 0
| No. of Cores | [12 empty] | 0 | 0 | 0
Cross Sectional Area
Cables in circuit
| Nominal Diameter |  |  | 0 | 0 | 0 | 0 | 0 | 0 | 0 | 0 | 0 | 0
| Minimum Bend Radius |  |  | 0 | 0 | 0 | 0 | 0 | 0 | 0 | 0 | 0 | 0
| Installation allowance |  | mm per cable
| Cable Weight |  | Kg/M | 0 | 0 | 0 | 0 | 0 | 0 | 0 | 0 | 0 | 0
Installation Arrangement | Arrangement | Cable Spacing | Single/Trefoil/Quad
| Cleat Width | Cleat Width |  | 0 | 0 | 0 | 0 | 0 | 0 | 0 | 0 | 0 | 0
| Correction value |  |  | 0 | 0 | 0 | 0 | 0 | 0 | 0 | 0 | 0 | 0
Type/Weight | Containment Type
| Duty |  |  |  |  | Notes:
| Containment |  | Kg/M | 0
| Cable(s) |  | Kg/M | 0
| Total Weight |  | Kg/M | 0
Containment Size | Spare capacity |  | % | 30%
| Tray Space Required. |  | mm | 0
| Tray Space Inc. Spare |  | mm | 0
| Minimum Size |  | Width | 0
General | Containment Table Ref.
| Floor Level | [12 empty] | 0
Cable Reference: | [13 empty] | From | To | Cable Reference | Containment logic calc
[14 empty] | 0 | 0 | 0
Cable | Supply From |  | Origin panel ref | [10 empty] | 0 | 0 | 0 | 0 | 0
| Supply To |  | End point ref | [10 empty] | 0 | 0 | 0 | TRUE | TRUE
| Cable Type | [12 empty] | 0 | 0 | 0 | 0 | 0
| No. of Cores | [12 empty] | 0 | 0 | 0 | TRUE | TRUE
| Cross Sectional Area | [12 empty] | 0 | 0 | 0 | 0 | 0
| Cables in circuit | [12 empty] | 0 | 0 | 0 | TRUE | TRUE
| Nominal Diameter |  |  | 0 | 0 | 0 | 0 | 0 | 0 | 0 | 0 | 0 | 0 | 0 | 0 | 0 | 0 | 0
| Minimum Bend Radius |  |  | 0 | 0 | 0 | 0 | 0 | 0 | 0 | 0 | 0 | 0 | 0 | 0 | 0 | TRUE | TRUE
| Installation allowance |  | mm per cable | [10 empty] | 0 | 0 | 0 | 0 | TRUE
| Cable Weight |  | Kg/M | 0 | 0 | 0 | 0 | 0 | 0 | 0 | 0 | 0 | 0 | 0 | 0 | 0
Installation Arrangement | Arrangement | Cable Spacing | Single/Trefoil/Quad | [10 empty] | 0 | 0 | 0
| Cleat Width | Cleat Width |  | 0 | 0 | 0 | 0 | 0 | 0 | 0 | 0 | 0 | 0 | 0 | 0 | 0
| Correction value |  |  | 0 | 0 | 0 | 0 | 0 | 0 | 0 | 0 | 0 | 0 | 0 | 0 | 0
Cable Reference: | [13 empty] | 0 | 0 | 0
[14 empty] | 0 | 0 | 0
Cable | Supply From |  | Origin panel ref | [10 empty] | 0 | 0 | 0
| Supply To |  | End point ref | [10 empty] | 0 | 0 | 0
| Cable Type | [12 empty] | 0 | 0 | 0
| No. of Cores | [12 empty] | 0 | 0 | 0
Cross Sectional Area
Cables in circuit
| Nominal Diameter |  |  | 0 | 0 | 0 | 0 | 0 | 0 | 0 | 0 | 0 | 0
| Minimum Bend Radius |  |  | 0 | 0 | 0 | 0 | 0 | 0 | 0 | 0 | 0 | 0
| Installation allowance |  | mm per cable
| Cable Weight |  | Kg/M | 0 | 0 | 0 | 0 | 0 | 0 | 0 | 0 | 0 | 0
Installation Arrangement | Arrangement | Cable Spacing | Single/Trefoil/Quad
| Cleat Width | Cleat Width |  | 0 | 0 | 0 | 0 | 0 | 0 | 0 | 0 | 0 | 0
| Correction value |  |  | 0 | 0 | 0 | 0 | 0 | 0 | 0 | 0 | 0 | 0
Type/Weight | Containment Type
| Duty |  |  |  |  | Notes:
| Containment |  | Kg/M | 0
| Cable(s) |  | Kg/M | 0
| Total Weight |  | Kg/M | 0
Containment Size | Spare capacity |  | % | 30%
| Tray Space Required. |  | mm | 0
| Tray Space Inc. Spare |  | mm | 0
| Minimum Size |  | Width | 0
General | Containment Table Ref.
| Floor Level | [12 empty] | 0
Cable Reference: | [13 empty] | From | To | Cable Reference | Containment logic calc
[14 empty] | 0 | 0 | 0
Cable | Supply From |  | Origin panel ref | [10 empty] | 0 | 0 | 0 | 0 | 0
| Supply To |  | End point ref | [10 empty] | 0 | 0 | 0 | TRUE | TRUE
| Cable Type | [12 empty] | 0 | 0 | 0 | 0 | 0
| No. of Cores | [12 empty] | 0 | 0 | 0 | TRUE | TRUE
| Cross Sectional Area | [12 empty] | 0 | 0 | 0 | 0 | 0
| Cables in circuit | [12 empty] | 0 | 0 | 0 | TRUE | TRUE
| Nominal Diameter |  |  | 0 | 0 | 0 | 0 | 0 | 0 | 0 | 0 | 0 | 0 | 0 | 0 | 0 | 0 | 0
| Minimum Bend Radius |  |  | 0 | 0 | 0 | 0 | 0 | 0 | 0 | 0 | 0 | 0 | 0 | 0 | 0 | TRUE | TRUE
| Installation allowance |  | mm per cable | [10 empty] | 0 | 0 | 0 | 0 | TRUE
| Cable Weight |  | Kg/M | 0 | 0 | 0 | 0 | 0 | 0 | 0 | 0 | 0 | 0 | 0 | 0 | 0
Installation Arrangement | Arrangement | Cable Spacing | Single/Trefoil/Quad | [10 empty] | 0 | 0 | 0
| Cleat Width | Cleat Width |  | 0 | 0 | 0 | 0 | 0 | 0 | 0 | 0 | 0 | 0 | 0 | 0 | 0
| Correction value |  |  | 0 | 0 | 0 | 0 | 0 | 0 | 0 | 0 | 0 | 0 | 0 | 0 | 0
Cable Reference: | [13 empty] | 0 | 0 | 0
[14 empty] | 0 | 0 | 0
Cable | Supply From |  | Origin panel ref | [10 empty] | 0 | 0 | 0
| Supply To |  | End point ref | [10 empty] | 0 | 0 | 0
| Cable Type | [12 empty] | 0 | 0 | 0
| No. of Cores | [12 empty] | 0 | 0 | 0
Cross Sectional Area
Cables in circuit
| Nominal Diameter |  |  | 0 | 0 | 0 | 0 | 0 | 0 | 0 | 0 | 0 | 0
| Minimum Bend Radius |  |  | 0 | 0 | 0 | 0 | 0 | 0 | 0 | 0 | 0 | 0
| Installation allowance |  | mm per cable
| Cable Weight |  | Kg/M | 0 | 0 | 0 | 0 | 0 | 0 | 0 | 0 | 0 | 0
Installation Arrangement | Arrangement | Cable Spacing | Single/Trefoil/Quad
| Cleat Width | Cleat Width |  | 0 | 0 | 0 | 0 | 0 | 0 | 0 | 0 | 0 | 0
| Correction value |  |  | 0 | 0 | 0 | 0 | 0 | 0 | 0 | 0 | 0 | 0
Type/Weight | Containment Type
| Duty |  |  |  |  | Notes:
| Containment |  | Kg/M | 0
| Cable(s) |  | Kg/M | 0
| Total Weight |  | Kg/M | 0
Containment Size | Spare capacity |  | % | 30%
| Tray Space Required. |  | mm | 0
| Tray Space Inc. Spare |  | mm | 0
| Minimum Size |  | Width | 0
General | Containment Table Ref.
| Floor Level | [12 empty] | 0
Cable Reference: | [13 empty] | From | To | Cable Reference | Containment logic calc
[14 empty] | 0 | 0 | 0
Cable | Supply From |  | Origin panel ref | [10 empty] | 0 | 0 | 0 | 0 | 0
| Supply To |  | End point ref | [10 empty] | 0 | 0 | 0 | TRUE | TRUE
| Cable Type | [12 empty] | 0 | 0 | 0 | 0 | 0
| No. of Cores | [12 empty] | 0 | 0 | 0 | TRUE | TRUE
| Cross Sectional Area | [12 empty] | 0 | 0 | 0 | 0 | 0
| Cables in circuit | [12 empty] | 0 | 0 | 0 | TRUE | TRUE
| Nominal Diameter |  |  | 0 | 0 | 0 | 0 | 0 | 0 | 0 | 0 | 0 | 0 | 0 | 0 | 0 | 0 | 0
| Minimum Bend Radius |  |  | 0 | 0 | 0 | 0 | 0 | 0 | 0 | 0 | 0 | 0 | 0 | 0 | 0 | TRUE | TRUE
| Installation allowance |  | mm per cable | [10 empty] | 0 | 0 | 0 | 0 | TRUE
| Cable Weight |  | Kg/M | 0 | 0 | 0 | 0 | 0 | 0 | 0 | 0 | 0 | 0 | 0 | 0 | 0
Installation Arrangement | Arrangement | Cable Spacing | Single/Trefoil/Quad | [10 empty] | 0 | 0 | 0
| Cleat Width | Cleat Width |  | 0 | 0 | 0 | 0 | 0 | 0 | 0 | 0 | 0 | 0 | 0 | 0 | 0
| Correction value |  |  | 0 | 0 | 0 | 0 | 0 | 0 | 0 | 0 | 0 | 0 | 0 | 0 | 0
Cable Reference: | [13 empty] | 0 | 0 | 0
[14 empty] | 0 | 0 | 0
Cable | Supply From |  | Origin panel ref | [10 empty] | 0 | 0 | 0
| Supply To |  | End point ref | [10 empty] | 0 | 0 | 0
| Cable Type | [12 empty] | 0 | 0 | 0
| No. of Cores | [12 empty] | 0 | 0 | 0
Cross Sectional Area
Cables in circuit
| Nominal Diameter |  |  | 0 | 0 | 0 | 0 | 0 | 0 | 0 | 0 | 0 | 0
| Minimum Bend Radius |  |  | 0 | 0 | 0 | 0 | 0 | 0 | 0 | 0 | 0 | 0
| Installation allowance |  | mm per cable
| Cable Weight |  | Kg/M | 0 | 0 | 0 | 0 | 0 | 0 | 0 | 0 | 0 | 0
Installation Arrangement | Arrangement | Cable Spacing | Single/Trefoil/Quad
| Cleat Width | Cleat Width |  | 0 | 0 | 0 | 0 | 0 | 0 | 0 | 0 | 0 | 0
| Correction value |  |  | 0 | 0 | 0 | 0 | 0 | 0 | 0 | 0 | 0 | 0
Type/Weight | Containment Type
| Duty |  |  |  |  | Notes:
| Containment |  | Kg/M | 0
| Cable(s) |  | Kg/M | 0
| Total Weight |  | Kg/M | 0
Containment Size | Spare capacity |  | % | 30%
| Tray Space Required. |  | mm | 0
| Tray Space Inc. Spare |  | mm | 0
| Minimum Size |  | Width | 0
General | Containment Table Ref.
| Floor Level | [12 empty] | 0
Cable Reference: | [13 empty] | From | To | Cable Reference | Containment logic calc
[14 empty] | 0 | 0 | 0
Cable | Supply From |  | Origin panel ref | [10 empty] | 0 | 0 | 0 | 0 | 0
| Supply To |  | End point ref | [10 empty] | 0 | 0 | 0 | TRUE | TRUE
| Cable Type | [12 empty] | 0 | 0 | 0 | 0 | 0
| No. of Cores | [12 empty] | 0 | 0 | 0 | TRUE | TRUE
| Cross Sectional Area | [12 empty] | 0 | 0 | 0 | 0 | 0
| Cables in circuit | [12 empty] | 0 | 0 | 0 | TRUE | TRUE
| Nominal Diameter |  |  | 0 | 0 | 0 | 0 | 0 | 0 | 0 | 0 | 0 | 0 | 0 | 0 | 0 | 0 | 0
| Minimum Bend Radius |  |  | 0 | 0 | 0 | 0 | 0 | 0 | 0 | 0 | 0 | 0 | 0 | 0 | 0 | TRUE | TRUE
| Installation allowance |  | mm per cable | [10 empty] | 0 | 0 | 0 | 0 | TRUE
| Cable Weight |  | Kg/M | 0 | 0 | 0 | 0 | 0 | 0 | 0 | 0 | 0 | 0 | 0 | 0 | 0
Installation Arrangement | Arrangement | Cable Spacing | Single/Trefoil/Quad | [10 empty] | 0 | 0 | 0
| Cleat Width | Cleat Width |  | 0 | 0 | 0 | 0 | 0 | 0 | 0 | 0 | 0 | 0 | 0 | 0 | 0
| Correction value |  |  | 0 | 0 | 0 | 0 | 0 | 0 | 0 | 0 | 0 | 0 | 0 | 0 | 0
Cable Reference: | [13 empty] | 0 | 0 | 0
[14 empty] | 0 | 0 | 0
Cable | Supply From |  | Origin panel ref | [10 empty] | 0 | 0 | 0
| Supply To |  | End point ref | [10 empty] | 0 | 0 | 0
| Cable Type | [12 empty] | 0 | 0 | 0
| No. of Cores | [12 empty] | 0 | 0 | 0
Cross Sectional Area
Cables in circuit
| Nominal Diameter |  |  | 0 | 0 | 0 | 0 | 0 | 0 | 0 | 0 | 0 | 0
| Minimum Bend Radius |  |  | 0 | 0 | 0 | 0 | 0 | 0 | 0 | 0 | 0 | 0
| Installation allowance |  | mm per cable
| Cable Weight |  | Kg/M | 0 | 0 | 0 | 0 | 0 | 0 | 0 | 0 | 0 | 0
Installation Arrangement | Arrangement | Cable Spacing | Single/Trefoil/Quad
| Cleat Width | Cleat Width |  | 0 | 0 | 0 | 0 | 0 | 0 | 0 | 0 | 0 | 0
| Correction value |  |  | 0 | 0 | 0 | 0 | 0 | 0 | 0 | 0 | 0 | 0
Type/Weight | Containment Type
| Duty |  |  |  |  | Notes:
| Containment |  | Kg/M | 0
| Cable(s) |  | Kg/M | 0
| Total Weight |  | Kg/M | 0
Containment Size | Spare capacity |  | % | 30%
| Tray Space Required. |  | mm | 0
| Tray Space Inc. Spare |  | mm | 0
| Minimum Size |  | Width | 0
General | Containment Table Ref.
| Floor Level | [12 empty] | 0
Cable Reference: | [13 empty] | From | To | Cable Reference | Containment logic calc
[14 empty] | 0 | 0 | 0
Cable | Supply From |  | Origin panel ref | [10 empty] | 0 | 0 | 0 | 0 | 0
| Supply To |  | End point ref | [10 empty] | 0 | 0 | 0 | TRUE | TRUE
| Cable Type | [12 empty] | 0 | 0 | 0 | 0 | 0
| No. of Cores | [12 empty] | 0 | 0 | 0 | TRUE | TRUE
| Cross Sectional Area | [12 empty] | 0 | 0 | 0 | 0 | 0
| Cables in circuit | [12 empty] | 0 | 0 | 0 | TRUE | TRUE
| Nominal Diameter |  |  | 0 | 0 | 0 | 0 | 0 | 0 | 0 | 0 | 0 | 0 | 0 | 0 | 0 | 0 | 0
| Minimum Bend Radius |  |  | 0 | 0 | 0 | 0 | 0 | 0 | 0 | 0 | 0 | 0 | 0 | 0 | 0 | TRUE | TRUE
| Installation allowance |  | mm per cable | [10 empty] | 0 | 0 | 0 | 0 | TRUE
| Cable Weight |  | Kg/M | 0 | 0 | 0 | 0 | 0 | 0 | 0 | 0 | 0 | 0 | 0 | 0 | 0
Installation Arrangement | Arrangement | Cable Spacing | Single/Trefoil/Quad | [10 empty] | 0 | 0 | 0
| Cleat Width | Cleat Width |  | 0 | 0 | 0 | 0 | 0 | 0 | 0 | 0 | 0 | 0 | 0 | 0 | 0
| Correction value |  |  | 0 | 0 | 0 | 0 | 0 | 0 | 0 | 0 | 0 | 0 | 0 | 0 | 0
Cable Reference: | [13 empty] | 0 | 0 | 0
[14 empty] | 0 | 0 | 0
Cable | Supply From |  | Origin panel ref | [10 empty] | 0 | 0 | 0
| Supply To |  | End point ref | [10 empty] | 0 | 0 | 0
| Cable Type | [12 empty] | 0 | 0 | 0
| No. of Cores | [12 empty] | 0 | 0 | 0
Cross Sectional Area
Cables in circuit
| Nominal Diameter |  |  | 0 | 0 | 0 | 0 | 0 | 0 | 0 | 0 | 0 | 0
| Minimum Bend Radius |  |  | 0 | 0 | 0 | 0 | 0 | 0 | 0 | 0 | 0 | 0
| Installation allowance |  | mm per cable
| Cable Weight |  | Kg/M | 0 | 0 | 0 | 0 | 0 | 0 | 0 | 0 | 0 | 0
Installation Arrangement | Arrangement | Cable Spacing | Single/Trefoil/Quad
| Cleat Width | Cleat Width |  | 0 | 0 | 0 | 0 | 0 | 0 | 0 | 0 | 0 | 0
| Correction value |  |  | 0 | 0 | 0 | 0 | 0 | 0 | 0 | 0 | 0 | 0
Type/Weight | Containment Type
| Duty |  |  |  |  | Notes:
| Containment |  | Kg/M | 0
| Cable(s) |  | Kg/M | 0
| Total Weight |  | Kg/M | 0
Containment Size | Spare capacity |  | % | 30%
| Tray Space Required. |  | mm | 0
| Tray Space Inc. Spare |  | mm | 0
| Minimum Size |  | Width | 0
General | Containment Table Ref.
| Floor Level | [12 empty] | 0
Cable Reference: | [13 empty] | From | To | Cable Reference | Containment logic calc
[14 empty] | 0 | 0 | 0
Cable | Supply From |  | Origin panel ref | [10 empty] | 0 | 0 | 0 | 0 | 0
| Supply To |  | End point ref | [10 empty] | 0 | 0 | 0 | TRUE | TRUE
| Cable Type | [12 empty] | 0 | 0 | 0 | 0 | 0
| No. of Cores | [12 empty] | 0 | 0 | 0 | TRUE | TRUE
| Cross Sectional Area | [12 empty] | 0 | 0 | 0 | 0 | 0
| Cables in circuit | [12 empty] | 0 | 0 | 0 | TRUE | TRUE
| Nominal Diameter |  |  | 0 | 0 | 0 | 0 | 0 | 0 | 0 | 0 | 0 | 0 | 0 | 0 | 0 | 0 | 0
| Minimum Bend Radius |  |  | 0 | 0 | 0 | 0 | 0 | 0 | 0 | 0 | 0 | 0 | 0 | 0 | 0 | TRUE | TRUE
| Installation allowance |  | mm per cable | [10 empty] | 0 | 0 | 0 | 0 | TRUE
| Cable Weight |  | Kg/M | 0 | 0 | 0 | 0 | 0 | 0 | 0 | 0 | 0 | 0 | 0 | 0 | 0
Installation Arrangement | Arrangement | Cable Spacing | Single/Trefoil/Quad | [10 empty] | 0 | 0 | 0
| Cleat Width | Cleat Width |  | 0 | 0 | 0 | 0 | 0 | 0 | 0 | 0 | 0 | 0 | 0 | 0 | 0
| Correction value |  |  | 0 | 0 | 0 | 0 | 0 | 0 | 0 | 0 | 0 | 0 | 0 | 0 | 0
Cable Reference: | [13 empty] | 0 | 0 | 0
[14 empty] | 0 | 0 | 0
Cable | Supply From |  | Origin panel ref | [10 empty] | 0 | 0 | 0
| Supply To |  | End point ref | [10 empty] | 0 | 0 | 0
| Cable Type | [12 empty] | 0 | 0 | 0
| No. of Cores | [12 empty] | 0 | 0 | 0
Cross Sectional Area
Cables in circuit
| Nominal Diameter |  |  | 0 | 0 | 0 | 0 | 0 | 0 | 0 | 0 | 0 | 0
| Minimum Bend Radius |  |  | 0 | 0 | 0 | 0 | 0 | 0 | 0 | 0 | 0 | 0
| Installation allowance |  | mm per cable
| Cable Weight |  | Kg/M | 0 | 0 | 0 | 0 | 0 | 0 | 0 | 0 | 0 | 0
Installation Arrangement | Arrangement | Cable Spacing | Single/Trefoil/Quad
| Cleat Width | Cleat Width |  | 0 | 0 | 0 | 0 | 0 | 0 | 0 | 0 | 0 | 0
| Correction value |  |  | 0 | 0 | 0 | 0 | 0 | 0 | 0 | 0 | 0 | 0
Type/Weight | Containment Type
| Duty |  |  |  |  | Notes:
| Containment |  | Kg/M | 0
| Cable(s) |  | Kg/M | 0
| Total Weight |  | Kg/M | 0
Containment Size | Spare capacity |  | % | 30%
| Tray Space Required. |  | mm | 0
| Tray Space Inc. Spare |  | mm | 0
| Minimum Size |  | Width | 0
General | Containment Table Ref.
| Floor Level | [12 empty] | 0
Cable Reference: | [13 empty] | From | To | Cable Reference | Containment logic calc
[14 empty] | 0 | 0 | 0
Cable | Supply From |  | Origin panel ref | [10 empty] | 0 | 0 | 0 | 0 | 0
| Supply To |  | End point ref | [10 empty] | 0 | 0 | 0 | TRUE | TRUE
| Cable Type | [12 empty] | 0 | 0 | 0 | 0 | 0
| No. of Cores | [12 empty] | 0 | 0 | 0 | TRUE | TRUE
| Cross Sectional Area | [12 empty] | 0 | 0 | 0 | 0 | 0
| Cables in circuit | [12 empty] | 0 | 0 | 0 | TRUE | TRUE
| Nominal Diameter |  |  | 0 | 0 | 0 | 0 | 0 | 0 | 0 | 0 | 0 | 0 | 0 | 0 | 0 | 0 | 0
| Minimum Bend Radius |  |  | 0 | 0 | 0 | 0 | 0 | 0 | 0 | 0 | 0 | 0 | 0 | 0 | 0 | TRUE | TRUE
| Installation allowance |  | mm per cable | [10 empty] | 0 | 0 | 0 | 0 | TRUE
| Cable Weight |  | Kg/M | 0 | 0 | 0 | 0 | 0 | 0 | 0 | 0 | 0 | 0 | 0 | 0 | 0
Installation Arrangement | Arrangement | Cable Spacing | Single/Trefoil/Quad | [10 empty] | 0 | 0 | 0
| Cleat Width | Cleat Width |  | 0 | 0 | 0 | 0 | 0 | 0 | 0 | 0 | 0 | 0 | 0 | 0 | 0
| Correction value |  |  | 0 | 0 | 0 | 0 | 0 | 0 | 0 | 0 | 0 | 0 | 0 | 0 | 0
Cable Reference: | [13 empty] | 0 | 0 | 0
[14 empty] | 0 | 0 | 0
Cable | Supply From |  | Origin panel ref | [10 empty] | 0 | 0 | 0
| Supply To |  | End point ref | [10 empty] | 0 | 0 | 0
| Cable Type | [12 empty] | 0 | 0 | 0
| No. of Cores | [12 empty] | 0 | 0 | 0
Cross Sectional Area
Cables in circuit
| Nominal Diameter |  |  | 0 | 0 | 0 | 0 | 0 | 0 | 0 | 0 | 0 | 0
| Minimum Bend Radius |  |  | 0 | 0 | 0 | 0 | 0 | 0 | 0 | 0 | 0 | 0
| Installation allowance |  | mm per cable
| Cable Weight |  | Kg/M | 0 | 0 | 0 | 0 | 0 | 0 | 0 | 0 | 0 | 0
Installation Arrangement | Arrangement | Cable Spacing | Single/Trefoil/Quad
| Cleat Width | Cleat Width |  | 0 | 0 | 0 | 0 | 0 | 0 | 0 | 0 | 0 | 0
| Correction value |  |  | 0 | 0 | 0 | 0 | 0 | 0 | 0 | 0 | 0 | 0
Type/Weight | Containment Type
| Duty |  |  |  |  | Notes:
| Containment |  | Kg/M | 0
| Cable(s) |  | Kg/M | 0
| Total Weight |  | Kg/M | 0
Containment Size | Spare capacity |  | % | 30%
| Tray Space Required. |  | mm | 0
| Tray Space Inc. Spare |  | mm | 0
| Minimum Size |  | Width | 0
General | Containment Table Ref.
| Floor Level | [12 empty] | 0
Cable Reference: | [13 empty] | From | To | Cable Reference | Containment logic calc
[14 empty] | 0 | 0 | 0
Cable | Supply From |  | Origin panel ref | [10 empty] | 0 | 0 | 0 | 0 | 0
| Supply To |  | End point ref | [10 empty] | 0 | 0 | 0 | TRUE | TRUE
| Cable Type | [12 empty] | 0 | 0 | 0 | 0 | 0
| No. of Cores | [12 empty] | 0 | 0 | 0 | TRUE | TRUE
| Cross Sectional Area | [12 empty] | 0 | 0 | 0 | 0 | 0
| Cables in circuit | [12 empty] | 0 | 0 | 0 | TRUE | TRUE
| Nominal Diameter |  |  | 0 | 0 | 0 | 0 | 0 | 0 | 0 | 0 | 0 | 0 | 0 | 0 | 0 | 0 | 0
| Minimum Bend Radius |  |  | 0 | 0 | 0 | 0 | 0 | 0 | 0 | 0 | 0 | 0 | 0 | 0 | 0 | TRUE | TRUE
| Installation allowance |  | mm per cable | [10 empty] | 0 | 0 | 0 | 0 | TRUE
| Cable Weight |  | Kg/M | 0 | 0 | 0 | 0 | 0 | 0 | 0 | 0 | 0 | 0 | 0 | 0 | 0
Installation Arrangement | Arrangement | Cable Spacing | Single/Trefoil/Quad | [10 empty] | 0 | 0 | 0
| Cleat Width | Cleat Width |  | 0 | 0 | 0 | 0 | 0 | 0 | 0 | 0 | 0 | 0 | 0 | 0 | 0
| Correction value |  |  | 0 | 0 | 0 | 0 | 0 | 0 | 0 | 0 | 0 | 0 | 0 | 0 | 0
Cable Reference: | [13 empty] | 0 | 0 | 0
[14 empty] | 0 | 0 | 0
Cable | Supply From |  | Origin panel ref | [10 empty] | 0 | 0 | 0
| Supply To |  | End point ref | [10 empty] | 0 | 0 | 0
| Cable Type | [12 empty] | 0 | 0 | 0
| No. of Cores | [12 empty] | 0 | 0 | 0
Cross Sectional Area
Cables in circuit
| Nominal Diameter |  |  | 0 | 0 | 0 | 0 | 0 | 0 | 0 | 0 | 0 | 0
| Minimum Bend Radius |  |  | 0 | 0 | 0 | 0 | 0 | 0 | 0 | 0 | 0 | 0
| Installation allowance |  | mm per cable
| Cable Weight |  | Kg/M | 0 | 0 | 0 | 0 | 0 | 0 | 0 | 0 | 0 | 0
Installation Arrangement | Arrangement | Cable Spacing | Single/Trefoil/Quad
| Cleat Width | Cleat Width |  | 0 | 0 | 0 | 0 | 0 | 0 | 0 | 0 | 0 | 0
| Correction value |  |  | 0 | 0 | 0 | 0 | 0 | 0 | 0 | 0 | 0 | 0
Type/Weight | Containment Type
| Duty |  |  |  |  | Notes:
| Containment |  | Kg/M | 0
| Cable(s) |  | Kg/M | 0
| Total Weight |  | Kg/M | 0
Containment Size | Spare capacity |  | % | 30%
| Tray Space Required. |  | mm | 0
| Tray Space Inc. Spare |  | mm | 0
| Minimum Size |  | Width | 0
General | Containment Table Ref.
| Floor Level | [12 empty] | 0
Cable Reference: | [13 empty] | From | To | Cable Reference | Containment logic calc
[14 empty] | 0 | 0 | 0
Cable | Supply From |  | Origin panel ref | [10 empty] | 0 | 0 | 0 | 0 | 0
| Supply To |  | End point ref | [10 empty] | 0 | 0 | 0 | TRUE | TRUE
| Cable Type | [12 empty] | 0 | 0 | 0 | 0 | 0
| No. of Cores | [12 empty] | 0 | 0 | 0 | TRUE | TRUE
| Cross Sectional Area | [12 empty] | 0 | 0 | 0 | 0 | 0
| Cables in circuit | [12 empty] | 0 | 0 | 0 | TRUE | TRUE
| Nominal Diameter |  |  | 0 | 0 | 0 | 0 | 0 | 0 | 0 | 0 | 0 | 0 | 0 | 0 | 0 | 0 | 0
| Minimum Bend Radius |  |  | 0 | 0 | 0 | 0 | 0 | 0 | 0 | 0 | 0 | 0 | 0 | 0 | 0 | TRUE | TRUE
| Installation allowance |  | mm per cable | [10 empty] | 0 | 0 | 0 | 0 | TRUE
| Cable Weight |  | Kg/M | 0 | 0 | 0 | 0 | 0 | 0 | 0 | 0 | 0 | 0 | 0 | 0 | 0
Installation Arrangement | Arrangement | Cable Spacing | Single/Trefoil/Quad | [10 empty] | 0 | 0 | 0
| Cleat Width | Cleat Width |  | 0 | 0 | 0 | 0 | 0 | 0 | 0 | 0 | 0 | 0 | 0 | 0 | 0
| Correction value |  |  | 0 | 0 | 0 | 0 | 0 | 0 | 0 | 0 | 0 | 0 | 0 | 0 | 0
Cable Reference: | [13 empty] | 0 | 0 | 0
[14 empty] | 0 | 0 | 0
Cable | Supply From |  | Origin panel ref | [10 empty] | 0 | 0 | 0
| Supply To |  | End point ref | [10 empty] | 0 | 0 | 0
| Cable Type | [12 empty] | 0 | 0 | 0
| No. of Cores | [12 empty] | 0 | 0 | 0
Cross Sectional Area
Cables in circuit
| Nominal Diameter |  |  | 0 | 0 | 0 | 0 | 0 | 0 | 0 | 0 | 0 | 0
| Minimum Bend Radius |  |  | 0 | 0 | 0 | 0 | 0 | 0 | 0 | 0 | 0 | 0
| Installation allowance |  | mm per cable
| Cable Weight |  | Kg/M | 0 | 0 | 0 | 0 | 0 | 0 | 0 | 0 | 0 | 0
Installation Arrangement | Arrangement | Cable Spacing | Single/Trefoil/Quad
| Cleat Width | Cleat Width |  | 0 | 0 | 0 | 0 | 0 | 0 | 0 | 0 | 0 | 0
| Correction value |  |  | 0 | 0 | 0 | 0 | 0 | 0 | 0 | 0 | 0 | 0
Type/Weight | Containment Type
| Duty |  |  |  |  | Notes:
| Containment |  | Kg/M | 0
| Cable(s) |  | Kg/M | 0
| Total Weight |  | Kg/M | 0
Containment Size | Spare capacity |  | % | 30%
| Tray Space Required. |  | mm | 0
| Tray Space Inc. Spare |  | mm | 0
| Minimum Size |  | Width | 0
General | Containment Table Ref.
| Floor Level | [12 empty] | 0
Cable Reference: | [13 empty] | From | To | Cable Reference | Containment logic calc
[14 empty] | 0 | 0 | 0
Cable | Supply From |  | Origin panel ref | [10 empty] | 0 | 0 | 0 | 0 | 0
| Supply To |  | End point ref | [10 empty] | 0 | 0 | 0 | TRUE | TRUE
| Cable Type | [12 empty] | 0 | 0 | 0 | 0 | 0
| No. of Cores | [12 empty] | 0 | 0 | 0 | TRUE | TRUE
| Cross Sectional Area | [12 empty] | 0 | 0 | 0 | 0 | 0
| Cables in circuit | [12 empty] | 0 | 0 | 0 | TRUE | TRUE
| Nominal Diameter |  |  | 0 | 0 | 0 | 0 | 0 | 0 | 0 | 0 | 0 | 0 | 0 | 0 | 0 | 0 | 0
| Minimum Bend Radius |  |  | 0 | 0 | 0 | 0 | 0 | 0 | 0 | 0 | 0 | 0 | 0 | 0 | 0 | TRUE | TRUE
| Installation allowance |  | mm per cable | [10 empty] | 0 | 0 | 0 | 0 | TRUE
| Cable Weight |  | Kg/M | 0 | 0 | 0 | 0 | 0 | 0 | 0 | 0 | 0 | 0 | 0 | 0 | 0
Installation Arrangement | Arrangement | Cable Spacing | Single/Trefoil/Quad | [10 empty] | 0 | 0 | 0
| Cleat Width | Cleat Width |  | 0 | 0 | 0 | 0 | 0 | 0 | 0 | 0 | 0 | 0 | 0 | 0 | 0
| Correction value |  |  | 0 | 0 | 0 | 0 | 0 | 0 | 0 | 0 | 0 | 0 | 0 | 0 | 0
Cable Reference: | [13 empty] | 0 | 0 | 0
[14 empty] | 0 | 0 | 0
Cable | Supply From |  | Origin panel ref | [10 empty] | 0 | 0 | 0
| Supply To |  | End point ref | [10 empty] | 0 | 0 | 0
| Cable Type | [12 empty] | 0 | 0 | 0
| No. of Cores | [12 empty] | 0 | 0 | 0
Cross Sectional Area
Cables in circuit
| Nominal Diameter |  |  | 0 | 0 | 0 | 0 | 0 | 0 | 0 | 0 | 0 | 0
| Minimum Bend Radius |  |  | 0 | 0 | 0 | 0 | 0 | 0 | 0 | 0 | 0 | 0
| Installation allowance |  | mm per cable
| Cable Weight |  | Kg/M | 0 | 0 | 0 | 0 | 0 | 0 | 0 | 0 | 0 | 0
Installation Arrangement | Arrangement | Cable Spacing | Single/Trefoil/Quad
| Cleat Width | Cleat Width |  | 0 | 0 | 0 | 0 | 0 | 0 | 0 | 0 | 0 | 0
| Correction value |  |  | 0 | 0 | 0 | 0 | 0 | 0 | 0 | 0 | 0 | 0
Type/Weight | Containment Type
| Duty |  |  |  |  | Notes:
| Containment |  | Kg/M | 0
| Cable(s) |  | Kg/M | 0
| Total Weight |  | Kg/M | 0
Containment Size | Spare capacity |  | % | 30%
| Tray Space Required. |  | mm | 0
| Tray Space Inc. Spare |  | mm | 0
| Minimum Size |  | Width | 0
General | Containment Table Ref.
| Floor Level | [12 empty] | 0
Cable Reference: | [13 empty] | From | To | Cable Reference | Containment logic calc
[14 empty] | 0 | 0 | 0
Cable | Supply From |  | Origin panel ref | [10 empty] | 0 | 0 | 0 | 0 | 0
| Supply To |  | End point ref | [10 empty] | 0 | 0 | 0 | TRUE | TRUE
| Cable Type | [12 empty] | 0 | 0 | 0 | 0 | 0
| No. of Cores | [12 empty] | 0 | 0 | 0 | TRUE | TRUE
| Cross Sectional Area | [12 empty] | 0 | 0 | 0 | 0 | 0
| Cables in circuit | [12 empty] | 0 | 0 | 0 | TRUE | TRUE
| Nominal Diameter |  |  | 0 | 0 | 0 | 0 | 0 | 0 | 0 | 0 | 0 | 0 | 0 | 0 | 0 | 0 | 0
| Minimum Bend Radius |  |  | 0 | 0 | 0 | 0 | 0 | 0 | 0 | 0 | 0 | 0 | 0 | 0 | 0 | TRUE | TRUE
| Installation allowance |  | mm per cable | [10 empty] | 0 | 0 | 0 | 0 | TRUE
| Cable Weight |  | Kg/M | 0 | 0 | 0 | 0 | 0 | 0 | 0 | 0 | 0 | 0 | 0 | 0 | 0
Installation Arrangement | Arrangement | Cable Spacing | Single/Trefoil/Quad | [10 empty] | 0 | 0 | 0
| Cleat Width | Cleat Width |  | 0 | 0 | 0 | 0 | 0 | 0 | 0 | 0 | 0 | 0 | 0 | 0 | 0
| Correction value |  |  | 0 | 0 | 0 | 0 | 0 | 0 | 0 | 0 | 0 | 0 | 0 | 0 | 0
Cable Reference: | [13 empty] | 0 | 0 | 0
[14 empty] | 0 | 0 | 0
Cable | Supply From |  | Origin panel ref | [10 empty] | 0 | 0 | 0
| Supply To |  | End point ref | [10 empty] | 0 | 0 | 0
| Cable Type | [12 empty] | 0 | 0 | 0
| No. of Cores | [12 empty] | 0 | 0 | 0
Cross Sectional Area
Cables in circuit
| Nominal Diameter |  |  | 0 | 0 | 0 | 0 | 0 | 0 | 0 | 0 | 0 | 0
| Minimum Bend Radius |  |  | 0 | 0 | 0 | 0 | 0 | 0 | 0 | 0 | 0 | 0
| Installation allowance |  | mm per cable
| Cable Weight |  | Kg/M | 0 | 0 | 0 | 0 | 0 | 0 | 0 | 0 | 0 | 0
Installation Arrangement | Arrangement | Cable Spacing | Single/Trefoil/Quad
| Cleat Width | Cleat Width |  | 0 | 0 | 0 | 0 | 0 | 0 | 0 | 0 | 0 | 0
| Correction value |  |  | 0 | 0 | 0 | 0 | 0 | 0 | 0 | 0 | 0 | 0
Type/Weight | Containment Type
| Duty |  |  |  |  | Notes:
| Containment |  | Kg/M | 0
| Cable(s) |  | Kg/M | 0
| Total Weight |  | Kg/M | 0
Containment Size | Spare capacity |  | % | 30%
| Tray Space Required. |  | mm | 0
| Tray Space Inc. Spare |  | mm | 0
| Minimum Size |  | Width | 0
General | Containment Table Ref.
| Floor Level | [12 empty] | 0
Cable Reference: | [13 empty] | From | To | Cable Reference | Containment logic calc
[14 empty] | 0 | 0 | 0
Cable | Supply From |  | Origin panel ref | [10 empty] | 0 | 0 | 0 | 0 | 0
| Supply To |  | End point ref | [10 empty] | 0 | 0 | 0 | TRUE | TRUE
| Cable Type | [12 empty] | 0 | 0 | 0 | 0 | 0
| No. of Cores | [12 empty] | 0 | 0 | 0 | TRUE | TRUE
| Cross Sectional Area | [12 empty] | 0 | 0 | 0 | 0 | 0
| Cables in circuit | [12 empty] | 0 | 0 | 0 | TRUE | TRUE
| Nominal Diameter |  |  | 0 | 0 | 0 | 0 | 0 | 0 | 0 | 0 | 0 | 0 | 0 | 0 | 0 | 0 | 0
| Minimum Bend Radius |  |  | 0 | 0 | 0 | 0 | 0 | 0 | 0 | 0 | 0 | 0 | 0 | 0 | 0 | TRUE | TRUE
| Installation allowance |  | mm per cable | [10 empty] | 0 | 0 | 0 | 0 | TRUE
| Cable Weight |  | Kg/M | 0 | 0 | 0 | 0 | 0 | 0 | 0 | 0 | 0 | 0 | 0 | 0 | 0
Installation Arrangement | Arrangement | Cable Spacing | Single/Trefoil/Quad | [10 empty] | 0 | 0 | 0
| Cleat Width | Cleat Width |  | 0 | 0 | 0 | 0 | 0 | 0 | 0 | 0 | 0 | 0 | 0 | 0 | 0
| Correction value |  |  | 0 | 0 | 0 | 0 | 0 | 0 | 0 | 0 | 0 | 0 | 0 | 0 | 0
Cable Reference: | [13 empty] | 0 | 0 | 0
[14 empty] | 0 | 0 | 0
Cable | Supply From |  | Origin panel ref | [10 empty] | 0 | 0 | 0
| Supply To |  | End point ref | [10 empty] | 0 | 0 | 0
| Cable Type | [12 empty] | 0 | 0 | 0
| No. of Cores | [12 empty] | 0 | 0 | 0
Cross Sectional Area
Cables in circuit
| Nominal Diameter |  |  | 0 | 0 | 0 | 0 | 0 | 0 | 0 | 0 | 0 | 0
| Minimum Bend Radius |  |  | 0 | 0 | 0 | 0 | 0 | 0 | 0 | 0 | 0 | 0
| Installation allowance |  | mm per cable
| Cable Weight |  | Kg/M | 0 | 0 | 0 | 0 | 0 | 0 | 0 | 0 | 0 | 0
Installation Arrangement | Arrangement | Cable Spacing | Single/Trefoil/Quad
| Cleat Width | Cleat Width |  | 0 | 0 | 0 | 0 | 0 | 0 | 0 | 0 | 0 | 0
| Correction value |  |  | 0 | 0 | 0 | 0 | 0 | 0 | 0 | 0 | 0 | 0
Type/Weight | Containment Type
| Duty |  |  |  |  | Notes:
| Containment |  | Kg/M | 0
| Cable(s) |  | Kg/M | 0
| Total Weight |  | Kg/M | 0
Containment Size | Spare capacity |  | % | 30%
| Tray Space Required. |  | mm | 0
| Tray Space Inc. Spare |  | mm | 0
| Minimum Size |  | Width | 0
General | Containment Table Ref.
| Floor Level | [12 empty] | 0
Cable Reference: | [13 empty] | From | To | Cable Reference | Containment logic calc
[14 empty] | 0 | 0 | 0
Cable | Supply From |  | Origin panel ref | [10 empty] | 0 | 0 | 0 | 0 | 0
| Supply To |  | End point ref | [10 empty] | 0 | 0 | 0 | TRUE | TRUE
| Cable Type | [12 empty] | 0 | 0 | 0 | 0 | 0
| No. of Cores | [12 empty] | 0 | 0 | 0 | TRUE | TRUE
| Cross Sectional Area | [12 empty] | 0 | 0 | 0 | 0 | 0
| Cables in circuit | [12 empty] | 0 | 0 | 0 | TRUE | TRUE
| Nominal Diameter |  |  | 0 | 0 | 0 | 0 | 0 | 0 | 0 | 0 | 0 | 0 | 0 | 0 | 0 | 0 | 0
| Minimum Bend Radius |  |  | 0 | 0 | 0 | 0 | 0 | 0 | 0 | 0 | 0 | 0 | 0 | 0 | 0 | TRUE | TRUE
| Installation allowance |  | mm per cable | [10 empty] | 0 | 0 | 0 | 0 | TRUE
| Cable Weight |  | Kg/M | 0 | 0 | 0 | 0 | 0 | 0 | 0 | 0 | 0 | 0 | 0 | 0 | 0
Installation Arrangement | Arrangement | Cable Spacing | Single/Trefoil/Quad | [10 empty] | 0 | 0 | 0
| Cleat Width | Cleat Width |  | 0 | 0 | 0 | 0 | 0 | 0 | 0 | 0 | 0 | 0 | 0 | 0 | 0
| Correction value |  |  | 0 | 0 | 0 | 0 | 0 | 0 | 0 | 0 | 0 | 0 | 0 | 0 | 0
Cable Reference: | [13 empty] | 0 | 0 | 0
[14 empty] | 0 | 0 | 0
Cable | Supply From |  | Origin panel ref | [10 empty] | 0 | 0 | 0
| Supply To |  | End point ref | [10 empty] | 0 | 0 | 0
| Cable Type | [12 empty] | 0 | 0 | 0
| No. of Cores | [12 empty] | 0 | 0 | 0
Cross Sectional Area
Cables in circuit
| Nominal Diameter |  |  | 0 | 0 | 0 | 0 | 0 | 0 | 0 | 0 | 0 | 0
| Minimum Bend Radius |  |  | 0 | 0 | 0 | 0 | 0 | 0 | 0 | 0 | 0 | 0
| Installation allowance |  | mm per cable
| Cable Weight |  | Kg/M | 0 | 0 | 0 | 0 | 0 | 0 | 0 | 0 | 0 | 0
Installation Arrangement | Arrangement | Cable Spacing | Single/Trefoil/Quad
| Cleat Width | Cleat Width |  | 0 | 0 | 0 | 0 | 0 | 0 | 0 | 0 | 0 | 0
| Correction value |  |  | 0 | 0 | 0 | 0 | 0 | 0 | 0 | 0 | 0 | 0
Type/Weight | Containment Type
| Duty |  |  |  |  | Notes:
| Containment |  | Kg/M | 0
| Cable(s) |  | Kg/M | 0
| Total Weight |  | Kg/M | 0
Containment Size | Spare capacity |  | % | 30%
| Tray Space Required. |  | mm | 0
| Tray Space Inc. Spare |  | mm | 0
| Minimum Size |  | Width | 0
General | Containment Table Ref.
| Floor Level | [12 empty] | 0
Cable Reference: | [13 empty] | From | To | Cable Reference | Containment logic calc
[14 empty] | 0 | 0 | 0
Cable | Supply From |  | Origin panel ref | [10 empty] | 0 | 0 | 0 | 0 | 0
| Supply To |  | End point ref | [10 empty] | 0 | 0 | 0 | TRUE | TRUE
| Cable Type | [12 empty] | 0 | 0 | 0 | 0 | 0
| No. of Cores | [12 empty] | 0 | 0 | 0 | TRUE | TRUE
| Cross Sectional Area | [12 empty] | 0 | 0 | 0 | 0 | 0
| Cables in circuit | [12 empty] | 0 | 0 | 0 | TRUE | TRUE
| Nominal Diameter |  |  | 0 | 0 | 0 | 0 | 0 | 0 | 0 | 0 | 0 | 0 | 0 | 0 | 0 | 0 | 0
| Minimum Bend Radius |  |  | 0 | 0 | 0 | 0 | 0 | 0 | 0 | 0 | 0 | 0 | 0 | 0 | 0 | TRUE | TRUE
| Installation allowance |  | mm per cable | [10 empty] | 0 | 0 | 0 | 0 | TRUE
| Cable Weight |  | Kg/M | 0 | 0 | 0 | 0 | 0 | 0 | 0 | 0 | 0 | 0 | 0 | 0 | 0
Installation Arrangement | Arrangement | Cable Spacing | Single/Trefoil/Quad | [10 empty] | 0 | 0 | 0
| Cleat Width | Cleat Width |  | 0 | 0 | 0 | 0 | 0 | 0 | 0 | 0 | 0 | 0 | 0 | 0 | 0
| Correction value |  |  | 0 | 0 | 0 | 0 | 0 | 0 | 0 | 0 | 0 | 0 | 0 | 0 | 0
Cable Reference: | [13 empty] | 0 | 0 | 0
[14 empty] | 0 | 0 | 0
Cable | Supply From |  | Origin panel ref | [10 empty] | 0 | 0 | 0
| Supply To |  | End point ref | [10 empty] | 0 | 0 | 0
| Cable Type | [12 empty] | 0 | 0 | 0
| No. of Cores | [12 empty] | 0 | 0 | 0
Cross Sectional Area
Cables in circuit
| Nominal Diameter |  |  | 0 | 0 | 0 | 0 | 0 | 0 | 0 | 0 | 0 | 0
| Minimum Bend Radius |  |  | 0 | 0 | 0 | 0 | 0 | 0 | 0 | 0 | 0 | 0
| Installation allowance |  | mm per cable
| Cable Weight |  | Kg/M | 0 | 0 | 0 | 0 | 0 | 0 | 0 | 0 | 0 | 0
Installation Arrangement | Arrangement | Cable Spacing | Single/Trefoil/Quad
| Cleat Width | Cleat Width |  | 0 | 0 | 0 | 0 | 0 | 0 | 0 | 0 | 0 | 0
| Correction value |  |  | 0 | 0 | 0 | 0 | 0 | 0 | 0 | 0 | 0 | 0
Type/Weight | Containment Type
| Duty |  |  |  |  | Notes:
| Containment |  | Kg/M | 0
| Cable(s) |  | Kg/M | 0
| Total Weight |  | Kg/M | 0
Containment Size | Spare capacity |  | % | 30%
| Tray Space Required. |  | mm | 0
| Tray Space Inc. Spare |  | mm | 0
| Minimum Size |  | Width | 0
General | Containment Table Ref.
| Floor Level | [12 empty] | 0
Cable Reference: | [13 empty] | From | To | Cable Reference | Containment logic calc
[14 empty] | 0 | 0 | 0
Cable | Supply From |  | Origin panel ref | [10 empty] | 0 | 0 | 0 | 0 | 0
| Supply To |  | End point ref | [10 empty] | 0 | 0 | 0 | TRUE | TRUE
| Cable Type | [12 empty] | 0 | 0 | 0 | 0 | 0
| No. of Cores | [12 empty] | 0 | 0 | 0 | TRUE | TRUE
| Cross Sectional Area | [12 empty] | 0 | 0 | 0 | 0 | 0
| Cables in circuit | [12 empty] | 0 | 0 | 0 | TRUE | TRUE
| Nominal Diameter |  |  | 0 | 0 | 0 | 0 | 0 | 0 | 0 | 0 | 0 | 0 | 0 | 0 | 0 | 0 | 0
| Minimum Bend Radius |  |  | 0 | 0 | 0 | 0 | 0 | 0 | 0 | 0 | 0 | 0 | 0 | 0 | 0 | TRUE | TRUE
| Installation allowance |  | mm per cable | [10 empty] | 0 | 0 | 0 | 0 | TRUE
| Cable Weight |  | Kg/M | 0 | 0 | 0 | 0 | 0 | 0 | 0 | 0 | 0 | 0 | 0 | 0 | 0
Installation Arrangement | Arrangement | Cable Spacing | Single/Trefoil/Quad | [10 empty] | 0 | 0 | 0
| Cleat Width | Cleat Width |  | 0 | 0 | 0 | 0 | 0 | 0 | 0 | 0 | 0 | 0 | 0 | 0 | 0
| Correction value |  |  | 0 | 0 | 0 | 0 | 0 | 0 | 0 | 0 | 0 | 0 | 0 | 0 | 0
Cable Reference: | [13 empty] | 0 | 0 | 0
[14 empty] | 0 | 0 | 0
Cable | Supply From |  | Origin panel ref | [10 empty] | 0 | 0 | 0
| Supply To |  | End point ref | [10 empty] | 0 | 0 | 0
| Cable Type | [12 empty] | 0 | 0 | 0
| No. of Cores | [12 empty] | 0 | 0 | 0
Cross Sectional Area
Cables in circuit
| Nominal Diameter |  |  | 0 | 0 | 0 | 0 | 0 | 0 | 0 | 0 | 0 | 0
| Minimum Bend Radius |  |  | 0 | 0 | 0 | 0 | 0 | 0 | 0 | 0 | 0 | 0
| Installation allowance |  | mm per cable
| Cable Weight |  | Kg/M | 0 | 0 | 0 | 0 | 0 | 0 | 0 | 0 | 0 | 0
Installation Arrangement | Arrangement | Cable Spacing | Single/Trefoil/Quad
| Cleat Width | Cleat Width |  | 0 | 0 | 0 | 0 | 0 | 0 | 0 | 0 | 0 | 0
| Correction value |  |  | 0 | 0 | 0 | 0 | 0 | 0 | 0 | 0 | 0 | 0
Type/Weight | Containment Type
| Duty |  |  |  |  | Notes:
| Containment |  | Kg/M | 0
| Cable(s) |  | Kg/M | 0
| Total Weight |  | Kg/M | 0
Containment Size | Spare capacity |  | % | 30%
| Tray Space Required. |  | mm | 0
| Tray Space Inc. Spare |  | mm | 0
| Minimum Size |  | Width | 0
General | Containment Table Ref.
| Floor Level | [12 empty] | 0
Cable Reference: | [13 empty] | From | To | Cable Reference | Containment logic calc
[14 empty] | 0 | 0 | 0
Cable | Supply From |  | Origin panel ref | [10 empty] | 0 | 0 | 0 | 0 | 0
| Supply To |  | End point ref | [10 empty] | 0 | 0 | 0 | TRUE | TRUE
| Cable Type | [12 empty] | 0 | 0 | 0 | 0 | 0
| No. of Cores | [12 empty] | 0 | 0 | 0 | TRUE | TRUE
| Cross Sectional Area | [12 empty] | 0 | 0 | 0 | 0 | 0
| Cables in circuit | [12 empty] | 0 | 0 | 0 | TRUE | TRUE
| Nominal Diameter |  |  | 0 | 0 | 0 | 0 | 0 | 0 | 0 | 0 | 0 | 0 | 0 | 0 | 0 | 0 | 0
| Minimum Bend Radius |  |  | 0 | 0 | 0 | 0 | 0 | 0 | 0 | 0 | 0 | 0 | 0 | 0 | 0 | TRUE | TRUE
| Installation allowance |  | mm per cable | [10 empty] | 0 | 0 | 0 | 0 | TRUE
| Cable Weight |  | Kg/M | 0 | 0 | 0 | 0 | 0 | 0 | 0 | 0 | 0 | 0 | 0 | 0 | 0
Installation Arrangement | Arrangement | Cable Spacing | Single/Trefoil/Quad | [10 empty] | 0 | 0 | 0
| Cleat Width | Cleat Width |  | 0 | 0 | 0 | 0 | 0 | 0 | 0 | 0 | 0 | 0 | 0 | 0 | 0
| Correction value |  |  | 0 | 0 | 0 | 0 | 0 | 0 | 0 | 0 | 0 | 0 | 0 | 0 | 0
Cable Reference: | [13 empty] | 0 | 0 | 0
[14 empty] | 0 | 0 | 0
Cable | Supply From |  | Origin panel ref | [10 empty] | 0 | 0 | 0
| Supply To |  | End point ref | [10 empty] | 0 | 0 | 0
| Cable Type | [12 empty] | 0 | 0 | 0
| No. of Cores | [12 empty] | 0 | 0 | 0
Cross Sectional Area
Cables in circuit
| Nominal Diameter |  |  | 0 | 0 | 0 | 0 | 0 | 0 | 0 | 0 | 0 | 0
| Minimum Bend Radius |  |  | 0 | 0 | 0 | 0 | 0 | 0 | 0 | 0 | 0 | 0
| Installation allowance |  | mm per cable
| Cable Weight |  | Kg/M | 0 | 0 | 0 | 0 | 0 | 0 | 0 | 0 | 0 | 0
Installation Arrangement | Arrangement | Cable Spacing | Single/Trefoil/Quad
| Cleat Width | Cleat Width |  | 0 | 0 | 0 | 0 | 0 | 0 | 0 | 0 | 0 | 0
| Correction value |  |  | 0 | 0 | 0 | 0 | 0 | 0 | 0 | 0 | 0 | 0
Type/Weight | Containment Type
| Duty |  |  |  |  | Notes:
| Containment |  | Kg/M | 0
| Cable(s) |  | Kg/M | 0
| Total Weight |  | Kg/M | 0
Containment Size | Spare capacity |  | % | 30%
| Tray Space Required. |  | mm | 0
| Tray Space Inc. Spare |  | mm | 0
| Minimum Size |  | Width | 0
General | Containment Table Ref.
| Floor Level | [12 empty] | 0
Cable Reference: | [13 empty] | From | To | Cable Reference | Containment logic calc
[14 empty] | 0 | 0 | 0
Cable | Supply From |  | Origin panel ref | [10 empty] | 0 | 0 | 0 | 0 | 0
| Supply To |  | End point ref | [10 empty] | 0 | 0 | 0 | TRUE | TRUE
| Cable Type | [12 empty] | 0 | 0 | 0 | 0 | 0
| No. of Cores | [12 empty] | 0 | 0 | 0 | TRUE | TRUE
| Cross Sectional Area | [12 empty] | 0 | 0 | 0 | 0 | 0
| Cables in circuit | [12 empty] | 0 | 0 | 0 | TRUE | TRUE
| Nominal Diameter |  |  | 0 | 0 | 0 | 0 | 0 | 0 | 0 | 0 | 0 | 0 | 0 | 0 | 0 | 0 | 0
| Minimum Bend Radius |  |  | 0 | 0 | 0 | 0 | 0 | 0 | 0 | 0 | 0 | 0 | 0 | 0 | 0 | TRUE | TRUE
| Installation allowance |  | mm per cable | [10 empty] | 0 | 0 | 0 | 0 | TRUE
| Cable Weight |  | Kg/M | 0 | 0 | 0 | 0 | 0 | 0 | 0 | 0 | 0 | 0 | 0 | 0 | 0
Installation Arrangement | Arrangement | Cable Spacing | Single/Trefoil/Quad | [10 empty] | 0 | 0 | 0
| Cleat Width | Cleat Width |  | 0 | 0 | 0 | 0 | 0 | 0 | 0 | 0 | 0 | 0 | 0 | 0 | 0
| Correction value |  |  | 0 | 0 | 0 | 0 | 0 | 0 | 0 | 0 | 0 | 0 | 0 | 0 | 0
Cable Reference: | [13 empty] | 0 | 0 | 0
[14 empty] | 0 | 0 | 0
Cable | Supply From |  | Origin panel ref | [10 empty] | 0 | 0 | 0
| Supply To |  | End point ref | [10 empty] | 0 | 0 | 0
| Cable Type | [12 empty] | 0 | 0 | 0
| No. of Cores | [12 empty] | 0 | 0 | 0
Cross Sectional Area
Cables in circuit
| Nominal Diameter |  |  | 0 | 0 | 0 | 0 | 0 | 0 | 0 | 0 | 0 | 0
| Minimum Bend Radius |  |  | 0 | 0 | 0 | 0 | 0 | 0 | 0 | 0 | 0 | 0
| Installation allowance |  | mm per cable
| Cable Weight |  | Kg/M | 0 | 0 | 0 | 0 | 0 | 0 | 0 | 0 | 0 | 0
Installation Arrangement | Arrangement | Cable Spacing | Single/Trefoil/Quad
| Cleat Width | Cleat Width |  | 0 | 0 | 0 | 0 | 0 | 0 | 0 | 0 | 0 | 0
| Correction value |  |  | 0 | 0 | 0 | 0 | 0 | 0 | 0 | 0 | 0 | 0
Type/Weight | Containment Type
| Duty |  |  |  |  | Notes:
| Containment |  | Kg/M | 0
| Cable(s) |  | Kg/M | 0
| Total Weight |  | Kg/M | 0
Containment Size | Spare capacity |  | % | 30%
| Tray Space Required. |  | mm | 0
| Tray Space Inc. Spare |  | mm | 0
| Minimum Size |  | Width | 0
General | Containment Table Ref.
| Floor Level | [12 empty] | 0
Cable Reference: | [13 empty] | From | To | Cable Reference | Containment logic calc
[14 empty] | 0 | 0 | 0
Cable | Supply From |  | Origin panel ref | [10 empty] | 0 | 0 | 0 | 0 | 0
| Supply To |  | End point ref | [10 empty] | 0 | 0 | 0 | TRUE | TRUE
| Cable Type | [12 empty] | 0 | 0 | 0 | 0 | 0
| No. of Cores | [12 empty] | 0 | 0 | 0 | TRUE | TRUE
| Cross Sectional Area | [12 empty] | 0 | 0 | 0 | 0 | 0
| Cables in circuit | [12 empty] | 0 | 0 | 0 | TRUE | TRUE
| Nominal Diameter |  |  | 0 | 0 | 0 | 0 | 0 | 0 | 0 | 0 | 0 | 0 | 0 | 0 | 0 | 0 | 0
| Minimum Bend Radius |  |  | 0 | 0 | 0 | 0 | 0 | 0 | 0 | 0 | 0 | 0 | 0 | 0 | 0 | TRUE | TRUE
| Installation allowance |  | mm per cable | [10 empty] | 0 | 0 | 0 | 0 | TRUE
| Cable Weight |  | Kg/M | 0 | 0 | 0 | 0 | 0 | 0 | 0 | 0 | 0 | 0 | 0 | 0 | 0
Installation Arrangement | Arrangement | Cable Spacing | Single/Trefoil/Quad | [10 empty] | 0 | 0 | 0
| Cleat Width | Cleat Width |  | 0 | 0 | 0 | 0 | 0 | 0 | 0 | 0 | 0 | 0 | 0 | 0 | 0
| Correction value |  |  | 0 | 0 | 0 | 0 | 0 | 0 | 0 | 0 | 0 | 0 | 0 | 0 | 0
Cable Reference: | [13 empty] | 0 | 0 | 0
[14 empty] | 0 | 0 | 0
Cable | Supply From |  | Origin panel ref | [10 empty] | 0 | 0 | 0
| Supply To |  | End point ref | [10 empty] | 0 | 0 | 0
| Cable Type | [12 empty] | 0 | 0 | 0
| No. of Cores | [12 empty] | 0 | 0 | 0
Cross Sectional Area
Cables in circuit
| Nominal Diameter |  |  | 0 | 0 | 0 | 0 | 0 | 0 | 0 | 0 | 0 | 0
| Minimum Bend Radius |  |  | 0 | 0 | 0 | 0 | 0 | 0 | 0 | 0 | 0 | 0
| Installation allowance |  | mm per cable
| Cable Weight |  | Kg/M | 0 | 0 | 0 | 0 | 0 | 0 | 0 | 0 | 0 | 0
Installation Arrangement | Arrangement | Cable Spacing | Single/Trefoil/Quad
| Cleat Width | Cleat Width |  | 0 | 0 | 0 | 0 | 0 | 0 | 0 | 0 | 0 | 0
| Correction value |  |  | 0 | 0 | 0 | 0 | 0 | 0 | 0 | 0 | 0 | 0
Type/Weight | Containment Type
| Duty |  |  |  |  | Notes:
| Containment |  | Kg/M | 0
| Cable(s) |  | Kg/M | 0
| Total Weight |  | Kg/M | 0
Containment Size | Spare capacity |  | % | 30%
| Tray Space Required. |  | mm | 0
| Tray Space Inc. Spare |  | mm | 0
| Minimum Size |  | Width | 0
General | Containment Table Ref.
| Floor Level | [12 empty] | 0
Cable Reference: | [13 empty] | From | To | Cable Reference | Containment logic calc
[14 empty] | 0 | 0 | 0
Cable | Supply From |  | Origin panel ref | [10 empty] | 0 | 0 | 0 | 0 | 0
| Supply To |  | End point ref | [10 empty] | 0 | 0 | 0 | TRUE | TRUE
| Cable Type | [12 empty] | 0 | 0 | 0 | 0 | 0
| No. of Cores | [12 empty] | 0 | 0 | 0 | TRUE | TRUE
| Cross Sectional Area | [12 empty] | 0 | 0 | 0 | 0 | 0
| Cables in circuit | [12 empty] | 0 | 0 | 0 | TRUE | TRUE
| Nominal Diameter |  |  | 0 | 0 | 0 | 0 | 0 | 0 | 0 | 0 | 0 | 0 | 0 | 0 | 0 | 0 | 0
| Minimum Bend Radius |  |  | 0 | 0 | 0 | 0 | 0 | 0 | 0 | 0 | 0 | 0 | 0 | 0 | 0 | TRUE | TRUE
| Installation allowance |  | mm per cable | [10 empty] | 0 | 0 | 0 | 0 | TRUE
| Cable Weight |  | Kg/M | 0 | 0 | 0 | 0 | 0 | 0 | 0 | 0 | 0 | 0 | 0 | 0 | 0
Installation Arrangement | Arrangement | Cable Spacing | Single/Trefoil/Quad | [10 empty] | 0 | 0 | 0
| Cleat Width | Cleat Width |  | 0 | 0 | 0 | 0 | 0 | 0 | 0 | 0 | 0 | 0 | 0 | 0 | 0
| Correction value |  |  | 0 | 0 | 0 | 0 | 0 | 0 | 0 | 0 | 0 | 0 | 0 | 0 | 0
Cable Reference: | [13 empty] | 0 | 0 | 0
[14 empty] | 0 | 0 | 0
Cable | Supply From |  | Origin panel ref | [10 empty] | 0 | 0 | 0
| Supply To |  | End point ref | [10 empty] | 0 | 0 | 0
| Cable Type | [12 empty] | 0 | 0 | 0
| No. of Cores | [12 empty] | 0 | 0 | 0
Cross Sectional Area
Cables in circuit
| Nominal Diameter |  |  | 0 | 0 | 0 | 0 | 0 | 0 | 0 | 0 | 0 | 0
| Minimum Bend Radius |  |  | 0 | 0 | 0 | 0 | 0 | 0 | 0 | 0 | 0 | 0
| Installation allowance |  | mm per cable
| Cable Weight |  | Kg/M | 0 | 0 | 0 | 0 | 0 | 0 | 0 | 0 | 0 | 0
Installation Arrangement | Arrangement | Cable Spacing | Single/Trefoil/Quad
| Cleat Width | Cleat Width |  | 0 | 0 | 0 | 0 | 0 | 0 | 0 | 0 | 0 | 0
| Correction value |  |  | 0 | 0 | 0 | 0 | 0 | 0 | 0 | 0 | 0 | 0
Type/Weight | Containment Type
| Duty |  |  |  |  | Notes:
| Containment |  | Kg/M | 0
| Cable(s) |  | Kg/M | 0
| Total Weight |  | Kg/M | 0
Containment Size | Spare capacity |  | % | 30%
| Tray Space Required. |  | mm | 0
| Tray Space Inc. Spare |  | mm | 0
| Minimum Size |  | Width | 0
General | Containment Table Ref.
| Floor Level | [12 empty] | 0
Cable Reference: | [13 empty] | From | To | Cable Reference | Containment logic calc
[14 empty] | 0 | 0 | 0
Cable | Supply From |  | Origin panel ref | [10 empty] | 0 | 0 | 0 | 0 | 0
| Supply To |  | End point ref | [10 empty] | 0 | 0 | 0 | TRUE | TRUE
| Cable Type | [12 empty] | 0 | 0 | 0 | 0 | 0
| No. of Cores | [12 empty] | 0 | 0 | 0 | TRUE | TRUE
| Cross Sectional Area | [12 empty] | 0 | 0 | 0 | 0 | 0
| Cables in circuit | [12 empty] | 0 | 0 | 0 | TRUE | TRUE
| Nominal Diameter |  |  | 0 | 0 | 0 | 0 | 0 | 0 | 0 | 0 | 0 | 0 | 0 | 0 | 0 | 0 | 0
| Minimum Bend Radius |  |  | 0 | 0 | 0 | 0 | 0 | 0 | 0 | 0 | 0 | 0 | 0 | 0 | 0 | TRUE | TRUE
| Installation allowance |  | mm per cable | [10 empty] | 0 | 0 | 0 | 0 | TRUE
| Cable Weight |  | Kg/M | 0 | 0 | 0 | 0 | 0 | 0 | 0 | 0 | 0 | 0 | 0 | 0 | 0
Installation Arrangement | Arrangement | Cable Spacing | Single/Trefoil/Quad | [10 empty] | 0 | 0 | 0
| Cleat Width | Cleat Width |  | 0 | 0 | 0 | 0 | 0 | 0 | 0 | 0 | 0 | 0 | 0 | 0 | 0
| Correction value |  |  | 0 | 0 | 0 | 0 | 0 | 0 | 0 | 0 | 0 | 0 | 0 | 0 | 0
Cable Reference: | [13 empty] | 0 | 0 | 0
[14 empty] | 0 | 0 | 0
Cable | Supply From |  | Origin panel ref | [10 empty] | 0 | 0 | 0
| Supply To |  | End point ref | [10 empty] | 0 | 0 | 0
| Cable Type | [12 empty] | 0 | 0 | 0
| No. of Cores | [12 empty] | 0 | 0 | 0
Cross Sectional Area
Cables in circuit
| Nominal Diameter |  |  | 0 | 0 | 0 | 0 | 0 | 0 | 0 | 0 | 0 | 0
| Minimum Bend Radius |  |  | 0 | 0 | 0 | 0 | 0 | 0 | 0 | 0 | 0 | 0
| Installation allowance |  | mm per cable
| Cable Weight |  | Kg/M | 0 | 0 | 0 | 0 | 0 | 0 | 0 | 0 | 0 | 0
Installation Arrangement | Arrangement | Cable Spacing | Single/Trefoil/Quad
| Cleat Width | Cleat Width |  | 0 | 0 | 0 | 0 | 0 | 0 | 0 | 0 | 0 | 0
| Correction value |  |  | 0 | 0 | 0 | 0 | 0 | 0 | 0 | 0 | 0 | 0
Type/Weight | Containment Type
| Duty |  |  |  |  | Notes:
| Containment |  | Kg/M | 0
| Cable(s) |  | Kg/M | 0
| Total Weight |  | Kg/M | 0
Containment Size | Spare capacity |  | % | 30%
| Tray Space Required. |  | mm | 0
| Tray Space Inc. Spare |  | mm | 0
| Minimum Size |  | Width | 0

## Stage 4 - Large
Project Title |  |  |  | ODN56 Penthouse |  |  |  | FOR INTERNAL USE ONLY. DO NOT ISSUE TO EXTERNAL PARTIES.
Project Number |  |  |  | 1029161
System Title |  |  |  | [BDF-1-A] Tray/Ladder Containment Calculation | [6 empty] | System Number | Internal-E-XXXX
General | Containment Table Ref.
| Floor Level | [12 empty] | 0
Cable Reference: | [13 empty] | From | To | Cable Reference | Containment logic calc
[14 empty] | 0 | 0 | 0
Cable | Supply From |  | Origin panel ref | [10 empty] | 0 | 0 | 0 | 0 | 0
| Supply To |  | End point ref | [10 empty] | 0 | 0 | 0 | TRUE | TRUE
| Cable Type | [12 empty] | 0 | 0 | 0 | 0 | 0
| No. of Cores | [12 empty] | 0 | 0 | 0 | TRUE | TRUE
| Cross Sectional Area | [12 empty] | 0 | 0 | 0 | 0 | 0
| Cables in circuit | [12 empty] | 0 | 0 | 0 | TRUE | TRUE
| Nominal Diameter |  |  | 0 | 0 | 0 | 0 | 0 | 0 | 0 | 0 | 0 | 0 | 0 | 0 | 0 | 0 | 0
| Minimum Bend Radius |  |  | 0 | 0 | 0 | 0 | 0 | 0 | 0 | 0 | 0 | 0 | 0 | 0 | 0 | TRUE | TRUE
| Installation allowance |  | mm per cable | [10 empty] | 0 | 0 | 0 | 0 | TRUE
| Cable Weight |  | Kg/M | 0 | 0 | 0 | 0 | 0 | 0 | 0 | 0 | 0 | 0 | 0 | 0 | 0
Installation Arrangement | Arrangement | Cable Spacing | Single/Trefoil/Quad | [10 empty] | 0 | 0 | 0
| Cleat Width | Cleat Width |  | 0 | 0 | 0 | 0 | 0 | 0 | 0 | 0 | 0 | 0 | 0 | 0 | 0
| Correction value |  |  | 0 | 0 | 0 | 0 | 0 | 0 | 0 | 0 | 0 | 0 | 0 | 0 | 0
Cable Reference: | [13 empty] | 0 | 0 | 0
[14 empty] | 0 | 0 | 0
Cable | Supply From |  | Origin panel ref | [10 empty] | 0 | 0 | 0
| Supply To |  | End point ref | [10 empty] | 0 | 0 | 0
| Cable Type | [12 empty] | 0 | 0 | 0
| No. of Cores | [12 empty] | 0 | 0 | 0
| Cross Sectional Area | [12 empty] | 0 | 0 | 0
| Cables in circuit | [12 empty] | 0 | 0 | 0
| Nominal Diameter |  |  | 0 | 0 | 0 | 0 | 0 | 0 | 0 | 0 | 0 | 0 | 0 | 0 | 0
| Minimum Bend Radius |  |  | 0 | 0 | 0 | 0 | 0 | 0 | 0 | 0 | 0 | 0 | 0 | 0 | 0
| Installation allowance |  | mm per cable | [10 empty] | 0 | 0 | 0
| Cable Weight |  | Kg/M | 0 | 0 | 0 | 0 | 0 | 0 | 0 | 0 | 0 | 0 | 0 | 0 | 0
Installation Arrangement | Arrangement | Cable Spacing | Single/Trefoil/Quad | [10 empty] | 0 | 0 | 0
| Cleat Width | Cleat Width |  | 0 | 0 | 0 | 0 | 0 | 0 | 0 | 0 | 0 | 0 | 0 | 0 | 0
| Correction value |  |  | 0 | 0 | 0 | 0 | 0 | 0 | 0 | 0 | 0 | 0 | 0 | 0 | 0
Cable Reference: | [13 empty] | 0 | 0 | 0
Cable | Supply From |  | Origin panel ref
| Supply To |  | End point ref
Cable Type
No. of Cores
Cross Sectional Area
Cables in circuit
| Nominal Diameter |  |  | 0 | 0 | 0 | 0 | 0 | 0 | 0 | 0 | 0 | 0
| Minimum Bend Radius |  |  | 0 | 0 | 0 | 0 | 0 | 0 | 0 | 0 | 0 | 0
| Installation allowance |  | mm per cable
| Cable Weight |  | Kg/M | 0 | 0 | 0 | 0 | 0 | 0 | 0 | 0 | 0 | 0
Installation Arrangement | Arrangement | Cable Spacing | Single/Trefoil/Quad
| Cleat Width | Cleat Width |  | 0 | 0 | 0 | 0 | 0 | 0 | 0 | 0 | 0 | 0
| Correction value |  |  | 0 | 0 | 0 | 0 | 0 | 0 | 0 | 0 | 0 | 0
Type/Weight | Containment Type
| Duty |  |  |  |  | Notes:
| Containment |  | Kg/M | 0
| Cable(s) |  | Kg/M | 0
| Total Weight |  | Kg/M | 0
Containment Size | Spare capacity |  | % | 30%
| Tray Space Required. |  | mm | 0
| Tray Space Inc. Spare |  | mm | 0
| Minimum Size |  | Width | 0
General | Containment Table Ref.
| Floor Level | [12 empty] | 0
Cable Reference: | [13 empty] | From | To | Cable Reference | Containment logic calc
[14 empty] | 0 | 0 | 0
Cable | Supply From |  | Origin panel ref | [10 empty] | 0 | 0 | 0 | 0 | 0
| Supply To |  | End point ref | [10 empty] | 0 | 0 | 0 | TRUE | TRUE
| Cable Type | [12 empty] | 0 | 0 | 0 | 0 | 0
| No. of Cores | [12 empty] | 0 | 0 | 0 | TRUE | TRUE
| Cross Sectional Area | [12 empty] | 0 | 0 | 0 | 0 | 0
| Cables in circuit | [12 empty] | 0 | 0 | 0 | TRUE | TRUE
| Nominal Diameter |  |  | 0 | 0 | 0 | 0 | 0 | 0 | 0 | 0 | 0 | 0 | 0 | 0 | 0 | 0 | 0
| Minimum Bend Radius |  |  | 0 | 0 | 0 | 0 | 0 | 0 | 0 | 0 | 0 | 0 | 0 | 0 | 0 | TRUE | TRUE
| Installation allowance |  | mm per cable | [10 empty] | 0 | 0 | 0 | 0 | TRUE
| Cable Weight |  | Kg/M | 0 | 0 | 0 | 0 | 0 | 0 | 0 | 0 | 0 | 0 | 0 | 0 | 0
Installation Arrangement | Arrangement | Cable Spacing | Single/Trefoil/Quad | [10 empty] | 0 | 0 | 0
| Cleat Width | Cleat Width |  | 0 | 0 | 0 | 0 | 0 | 0 | 0 | 0 | 0 | 0 | 0 | 0 | 0
| Correction value |  |  | 0 | 0 | 0 | 0 | 0 | 0 | 0 | 0 | 0 | 0 | 0 | 0 | 0
Cable Reference: | [13 empty] | 0 | 0 | 0
[14 empty] | 0 | 0 | 0
Cable | Supply From |  | Origin panel ref | [10 empty] | 0 | 0 | 0
| Supply To |  | End point ref | [10 empty] | 0 | 0 | 0
| Cable Type | [12 empty] | 0 | 0 | 0
| No. of Cores | [12 empty] | 0 | 0 | 0
| Cross Sectional Area | [12 empty] | 0 | 0 | 0
| Cables in circuit | [12 empty] | 0 | 0 | 0
| Nominal Diameter |  |  | 0 | 0 | 0 | 0 | 0 | 0 | 0 | 0 | 0 | 0 | 0 | 0 | 0
| Minimum Bend Radius |  |  | 0 | 0 | 0 | 0 | 0 | 0 | 0 | 0 | 0 | 0 | 0 | 0 | 0
| Installation allowance |  | mm per cable | [10 empty] | 0 | 0 | 0
| Cable Weight |  | Kg/M | 0 | 0 | 0 | 0 | 0 | 0 | 0 | 0 | 0 | 0 | 0 | 0 | 0
Installation Arrangement | Arrangement | Cable Spacing | Single/Trefoil/Quad | [10 empty] | 0 | 0 | 0
| Cleat Width | Cleat Width |  | 0 | 0 | 0 | 0 | 0 | 0 | 0 | 0 | 0 | 0 | 0 | 0 | 0
| Correction value |  |  | 0 | 0 | 0 | 0 | 0 | 0 | 0 | 0 | 0 | 0 | 0 | 0 | 0
Cable Reference: | [13 empty] | 0 | 0 | 0
Cable | Supply From |  | Origin panel ref
| Supply To |  | End point ref
Cable Type
No. of Cores
Cross Sectional Area
Cables in circuit
| Nominal Diameter |  |  | 0 | 0 | 0 | 0 | 0 | 0 | 0 | 0 | 0 | 0
| Minimum Bend Radius |  |  | 0 | 0 | 0 | 0 | 0 | 0 | 0 | 0 | 0 | 0
| Installation allowance |  | mm per cable
| Cable Weight |  | Kg/M | 0 | 0 | 0 | 0 | 0 | 0 | 0 | 0 | 0 | 0
Installation Arrangement | Arrangement | Cable Spacing | Single/Trefoil/Quad
| Cleat Width | Cleat Width |  | 0 | 0 | 0 | 0 | 0 | 0 | 0 | 0 | 0 | 0
| Correction value |  |  | 0 | 0 | 0 | 0 | 0 | 0 | 0 | 0 | 0 | 0
Type/Weight | Containment Type
| Duty |  |  |  |  | Notes:
| Containment |  | Kg/M | 0
| Cable(s) |  | Kg/M | 0
| Total Weight |  | Kg/M | 0
Containment Size | Spare capacity |  | % | 30%
| Tray Space Required. |  | mm | 0
| Tray Space Inc. Spare |  | mm | 0
| Minimum Size |  | Width | 0
General | Containment Table Ref.
| Floor Level | [12 empty] | 0
Cable Reference: | [13 empty] | From | To | Cable Reference | Containment logic calc
[14 empty] | 0 | 0 | 0
Cable | Supply From |  | Origin panel ref | [10 empty] | 0 | 0 | 0 | 0 | 0
| Supply To |  | End point ref | [10 empty] | 0 | 0 | 0 | TRUE | TRUE
| Cable Type | [12 empty] | 0 | 0 | 0 | 0 | 0
| No. of Cores | [12 empty] | 0 | 0 | 0 | TRUE | TRUE
| Cross Sectional Area | [12 empty] | 0 | 0 | 0 | 0 | 0
| Cables in circuit | [12 empty] | 0 | 0 | 0 | TRUE | TRUE
| Nominal Diameter |  |  | 0 | 0 | 0 | 0 | 0 | 0 | 0 | 0 | 0 | 0 | 0 | 0 | 0 | 0 | 0
| Minimum Bend Radius |  |  | 0 | 0 | 0 | 0 | 0 | 0 | 0 | 0 | 0 | 0 | 0 | 0 | 0 | TRUE | TRUE
| Installation allowance |  | mm per cable | [10 empty] | 0 | 0 | 0 | 0 | TRUE
| Cable Weight |  | Kg/M | 0 | 0 | 0 | 0 | 0 | 0 | 0 | 0 | 0 | 0 | 0 | 0 | 0
Installation Arrangement | Arrangement | Cable Spacing | Single/Trefoil/Quad | [10 empty] | 0 | 0 | 0
| Cleat Width | Cleat Width |  | 0 | 0 | 0 | 0 | 0 | 0 | 0 | 0 | 0 | 0 | 0 | 0 | 0
| Correction value |  |  | 0 | 0 | 0 | 0 | 0 | 0 | 0 | 0 | 0 | 0 | 0 | 0 | 0
Cable Reference: | [13 empty] | 0 | 0 | 0
[14 empty] | 0 | 0 | 0
Cable | Supply From |  | Origin panel ref | [10 empty] | 0 | 0 | 0
| Supply To |  | End point ref | [10 empty] | 0 | 0 | 0
| Cable Type | [12 empty] | 0 | 0 | 0
| No. of Cores | [12 empty] | 0 | 0 | 0
| Cross Sectional Area | [12 empty] | 0 | 0 | 0
| Cables in circuit | [12 empty] | 0 | 0 | 0
| Nominal Diameter |  |  | 0 | 0 | 0 | 0 | 0 | 0 | 0 | 0 | 0 | 0 | 0 | 0 | 0
| Minimum Bend Radius |  |  | 0 | 0 | 0 | 0 | 0 | 0 | 0 | 0 | 0 | 0 | 0 | 0 | 0
| Installation allowance |  | mm per cable | [10 empty] | 0 | 0 | 0
| Cable Weight |  | Kg/M | 0 | 0 | 0 | 0 | 0 | 0 | 0 | 0 | 0 | 0 | 0 | 0 | 0
Installation Arrangement | Arrangement | Cable Spacing | Single/Trefoil/Quad | [10 empty] | 0 | 0 | 0
| Cleat Width | Cleat Width |  | 0 | 0 | 0 | 0 | 0 | 0 | 0 | 0 | 0 | 0 | 0 | 0 | 0
| Correction value |  |  | 0 | 0 | 0 | 0 | 0 | 0 | 0 | 0 | 0 | 0 | 0 | 0 | 0
Cable Reference: | [13 empty] | 0 | 0 | 0
Cable | Supply From |  | Origin panel ref
| Supply To |  | End point ref
Cable Type
No. of Cores
Cross Sectional Area
Cables in circuit
| Nominal Diameter |  |  | 0 | 0 | 0 | 0 | 0 | 0 | 0 | 0 | 0 | 0
| Minimum Bend Radius |  |  | 0 | 0 | 0 | 0 | 0 | 0 | 0 | 0 | 0 | 0
| Installation allowance |  | mm per cable
| Cable Weight |  | Kg/M | 0 | 0 | 0 | 0 | 0 | 0 | 0 | 0 | 0 | 0
Installation Arrangement | Arrangement | Cable Spacing | Single/Trefoil/Quad
| Cleat Width | Cleat Width |  | 0 | 0 | 0 | 0 | 0 | 0 | 0 | 0 | 0 | 0
| Correction value |  |  | 0 | 0 | 0 | 0 | 0 | 0 | 0 | 0 | 0 | 0
Type/Weight | Containment Type
| Duty |  |  |  |  | Notes:
| Containment |  | Kg/M | 0
| Cable(s) |  | Kg/M | 0
| Total Weight |  | Kg/M | 0
Containment Size | Spare capacity |  | % | 30%
| Tray Space Required. |  | mm | 0
| Tray Space Inc. Spare |  | mm | 0
| Minimum Size |  | Width | 0
General | Containment Table Ref.
| Floor Level | [12 empty] | 0
Cable Reference: | [13 empty] | From | To | Cable Reference | Containment logic calc
[14 empty] | 0 | 0 | 0
Cable | Supply From |  | Origin panel ref | [10 empty] | 0 | 0 | 0 | 0 | 0
| Supply To |  | End point ref | [10 empty] | 0 | 0 | 0 | TRUE | TRUE
| Cable Type | [12 empty] | 0 | 0 | 0 | 0 | 0
| No. of Cores | [12 empty] | 0 | 0 | 0 | TRUE | TRUE
| Cross Sectional Area | [12 empty] | 0 | 0 | 0 | 0 | 0
| Cables in circuit | [12 empty] | 0 | 0 | 0 | TRUE | TRUE
| Nominal Diameter |  |  | 0 | 0 | 0 | 0 | 0 | 0 | 0 | 0 | 0 | 0 | 0 | 0 | 0 | 0 | 0
| Minimum Bend Radius |  |  | 0 | 0 | 0 | 0 | 0 | 0 | 0 | 0 | 0 | 0 | 0 | 0 | 0 | TRUE | TRUE
| Installation allowance |  | mm per cable | [10 empty] | 0 | 0 | 0 | 0 | TRUE
| Cable Weight |  | Kg/M | 0 | 0 | 0 | 0 | 0 | 0 | 0 | 0 | 0 | 0 | 0 | 0 | 0
Installation Arrangement | Arrangement | Cable Spacing | Single/Trefoil/Quad | [10 empty] | 0 | 0 | 0
| Cleat Width | Cleat Width |  | 0 | 0 | 0 | 0 | 0 | 0 | 0 | 0 | 0 | 0 | 0 | 0 | 0
| Correction value |  |  | 0 | 0 | 0 | 0 | 0 | 0 | 0 | 0 | 0 | 0 | 0 | 0 | 0
Cable Reference: | [13 empty] | 0 | 0 | 0
[14 empty] | 0 | 0 | 0
Cable | Supply From |  | Origin panel ref | [10 empty] | 0 | 0 | 0
| Supply To |  | End point ref | [10 empty] | 0 | 0 | 0
| Cable Type | [12 empty] | 0 | 0 | 0
| No. of Cores | [12 empty] | 0 | 0 | 0
| Cross Sectional Area | [12 empty] | 0 | 0 | 0
| Cables in circuit | [12 empty] | 0 | 0 | 0
| Nominal Diameter |  |  | 0 | 0 | 0 | 0 | 0 | 0 | 0 | 0 | 0 | 0 | 0 | 0 | 0
| Minimum Bend Radius |  |  | 0 | 0 | 0 | 0 | 0 | 0 | 0 | 0 | 0 | 0 | 0 | 0 | 0
| Installation allowance |  | mm per cable | [10 empty] | 0 | 0 | 0
| Cable Weight |  | Kg/M | 0 | 0 | 0 | 0 | 0 | 0 | 0 | 0 | 0 | 0 | 0 | 0 | 0
Installation Arrangement | Arrangement | Cable Spacing | Single/Trefoil/Quad | [10 empty] | 0 | 0 | 0
| Cleat Width | Cleat Width |  | 0 | 0 | 0 | 0 | 0 | 0 | 0 | 0 | 0 | 0 | 0 | 0 | 0
| Correction value |  |  | 0 | 0 | 0 | 0 | 0 | 0 | 0 | 0 | 0 | 0 | 0 | 0 | 0
Cable Reference: | [13 empty] | 0 | 0 | 0
Cable | Supply From |  | Origin panel ref
| Supply To |  | End point ref
Cable Type
No. of Cores
Cross Sectional Area
Cables in circuit
| Nominal Diameter |  |  | 0 | 0 | 0 | 0 | 0 | 0 | 0 | 0 | 0 | 0
| Minimum Bend Radius |  |  | 0 | 0 | 0 | 0 | 0 | 0 | 0 | 0 | 0 | 0
| Installation allowance |  | mm per cable
| Cable Weight |  | Kg/M | 0 | 0 | 0 | 0 | 0 | 0 | 0 | 0 | 0 | 0
Installation Arrangement | Arrangement | Cable Spacing | Single/Trefoil/Quad
| Cleat Width | Cleat Width |  | 0 | 0 | 0 | 0 | 0 | 0 | 0 | 0 | 0 | 0
| Correction value |  |  | 0 | 0 | 0 | 0 | 0 | 0 | 0 | 0 | 0 | 0
Type/Weight | Containment Type
| Duty |  |  |  |  | Notes:
| Containment |  | Kg/M | 0
| Cable(s) |  | Kg/M | 0
| Total Weight |  | Kg/M | 0
Containment Size | Spare capacity |  | % | 30%
| Tray Space Required. |  | mm | 0
| Tray Space Inc. Spare |  | mm | 0
| Minimum Size |  | Width | 0
General | Containment Table Ref.
| Floor Level | [12 empty] | 0
Cable Reference: | [13 empty] | From | To | Cable Reference | Containment logic calc
[14 empty] | 0 | 0 | 0
Cable | Supply From |  | Origin panel ref | [10 empty] | 0 | 0 | 0 | 0 | 0
| Supply To |  | End point ref | [10 empty] | 0 | 0 | 0 | TRUE | TRUE
| Cable Type | [12 empty] | 0 | 0 | 0 | 0 | 0
| No. of Cores | [12 empty] | 0 | 0 | 0 | TRUE | TRUE
| Cross Sectional Area | [12 empty] | 0 | 0 | 0 | 0 | 0
| Cables in circuit | [12 empty] | 0 | 0 | 0 | TRUE | TRUE
| Nominal Diameter |  |  | 0 | 0 | 0 | 0 | 0 | 0 | 0 | 0 | 0 | 0 | 0 | 0 | 0 | 0 | 0
| Minimum Bend Radius |  |  | 0 | 0 | 0 | 0 | 0 | 0 | 0 | 0 | 0 | 0 | 0 | 0 | 0 | TRUE | TRUE
| Installation allowance |  | mm per cable | [10 empty] | 0 | 0 | 0 | 0 | TRUE
| Cable Weight |  | Kg/M | 0 | 0 | 0 | 0 | 0 | 0 | 0 | 0 | 0 | 0 | 0 | 0 | 0
Installation Arrangement | Arrangement | Cable Spacing | Single/Trefoil/Quad | [10 empty] | 0 | 0 | 0
| Cleat Width | Cleat Width |  | 0 | 0 | 0 | 0 | 0 | 0 | 0 | 0 | 0 | 0 | 0 | 0 | 0
| Correction value |  |  | 0 | 0 | 0 | 0 | 0 | 0 | 0 | 0 | 0 | 0 | 0 | 0 | 0
Cable Reference: | [13 empty] | 0 | 0 | 0
[14 empty] | 0 | 0 | 0
Cable | Supply From |  | Origin panel ref | [10 empty] | 0 | 0 | 0
| Supply To |  | End point ref | [10 empty] | 0 | 0 | 0
| Cable Type | [12 empty] | 0 | 0 | 0
| No. of Cores | [12 empty] | 0 | 0 | 0
| Cross Sectional Area | [12 empty] | 0 | 0 | 0
| Cables in circuit | [12 empty] | 0 | 0 | 0
| Nominal Diameter |  |  | 0 | 0 | 0 | 0 | 0 | 0 | 0 | 0 | 0 | 0 | 0 | 0 | 0
| Minimum Bend Radius |  |  | 0 | 0 | 0 | 0 | 0 | 0 | 0 | 0 | 0 | 0 | 0 | 0 | 0
| Installation allowance |  | mm per cable | [10 empty] | 0 | 0 | 0
| Cable Weight |  | Kg/M | 0 | 0 | 0 | 0 | 0 | 0 | 0 | 0 | 0 | 0 | 0 | 0 | 0
Installation Arrangement | Arrangement | Cable Spacing | Single/Trefoil/Quad | [10 empty] | 0 | 0 | 0
| Cleat Width | Cleat Width |  | 0 | 0 | 0 | 0 | 0 | 0 | 0 | 0 | 0 | 0 | 0 | 0 | 0
| Correction value |  |  | 0 | 0 | 0 | 0 | 0 | 0 | 0 | 0 | 0 | 0 | 0 | 0 | 0
Cable Reference: | [13 empty] | 0 | 0 | 0
Cable | Supply From |  | Origin panel ref
| Supply To |  | End point ref
Cable Type
No. of Cores
Cross Sectional Area
Cables in circuit
| Nominal Diameter |  |  | 0 | 0 | 0 | 0 | 0 | 0 | 0 | 0 | 0 | 0
| Minimum Bend Radius |  |  | 0 | 0 | 0 | 0 | 0 | 0 | 0 | 0 | 0 | 0
| Installation allowance |  | mm per cable
| Cable Weight |  | Kg/M | 0 | 0 | 0 | 0 | 0 | 0 | 0 | 0 | 0 | 0
Installation Arrangement | Arrangement | Cable Spacing | Single/Trefoil/Quad
| Cleat Width | Cleat Width |  | 0 | 0 | 0 | 0 | 0 | 0 | 0 | 0 | 0 | 0
| Correction value |  |  | 0 | 0 | 0 | 0 | 0 | 0 | 0 | 0 | 0 | 0
Type/Weight | Containment Type
| Duty |  |  |  |  | Notes:
| Containment |  | Kg/M | 0
| Cable(s) |  | Kg/M | 0
| Total Weight |  | Kg/M | 0
Containment Size | Spare capacity |  | % | 30%
| Tray Space Required. |  | mm | 0
| Tray Space Inc. Spare |  | mm | 0
| Minimum Size |  | Width | 0
General | Containment Table Ref.
| Floor Level | [12 empty] | 0
Cable Reference: | [13 empty] | From | To | Cable Reference | Containment logic calc
[14 empty] | 0 | 0 | 0
Cable | Supply From |  | Origin panel ref | [10 empty] | 0 | 0 | 0 | 0 | 0
| Supply To |  | End point ref | [10 empty] | 0 | 0 | 0 | TRUE | TRUE
| Cable Type | [12 empty] | 0 | 0 | 0 | 0 | 0
| No. of Cores | [12 empty] | 0 | 0 | 0 | TRUE | TRUE
| Cross Sectional Area | [12 empty] | 0 | 0 | 0 | 0 | 0
| Cables in circuit | [12 empty] | 0 | 0 | 0 | TRUE | TRUE
| Nominal Diameter |  |  | 0 | 0 | 0 | 0 | 0 | 0 | 0 | 0 | 0 | 0 | 0 | 0 | 0 | 0 | 0
| Minimum Bend Radius |  |  | 0 | 0 | 0 | 0 | 0 | 0 | 0 | 0 | 0 | 0 | 0 | 0 | 0 | TRUE | TRUE
| Installation allowance |  | mm per cable | [10 empty] | 0 | 0 | 0 | 0 | TRUE
| Cable Weight |  | Kg/M | 0 | 0 | 0 | 0 | 0 | 0 | 0 | 0 | 0 | 0 | 0 | 0 | 0
Installation Arrangement | Arrangement | Cable Spacing | Single/Trefoil/Quad | [10 empty] | 0 | 0 | 0
| Cleat Width | Cleat Width |  | 0 | 0 | 0 | 0 | 0 | 0 | 0 | 0 | 0 | 0 | 0 | 0 | 0
| Correction value |  |  | 0 | 0 | 0 | 0 | 0 | 0 | 0 | 0 | 0 | 0 | 0 | 0 | 0
Cable Reference: | [13 empty] | 0 | 0 | 0
[14 empty] | 0 | 0 | 0
Cable | Supply From |  | Origin panel ref | [10 empty] | 0 | 0 | 0
| Supply To |  | End point ref | [10 empty] | 0 | 0 | 0
| Cable Type | [12 empty] | 0 | 0 | 0
| No. of Cores | [12 empty] | 0 | 0 | 0
| Cross Sectional Area | [12 empty] | 0 | 0 | 0
| Cables in circuit | [12 empty] | 0 | 0 | 0
| Nominal Diameter |  |  | 0 | 0 | 0 | 0 | 0 | 0 | 0 | 0 | 0 | 0 | 0 | 0 | 0
| Minimum Bend Radius |  |  | 0 | 0 | 0 | 0 | 0 | 0 | 0 | 0 | 0 | 0 | 0 | 0 | 0
| Installation allowance |  | mm per cable | [10 empty] | 0 | 0 | 0
| Cable Weight |  | Kg/M | 0 | 0 | 0 | 0 | 0 | 0 | 0 | 0 | 0 | 0 | 0 | 0 | 0
Installation Arrangement | Arrangement | Cable Spacing | Single/Trefoil/Quad | [10 empty] | 0 | 0 | 0
| Cleat Width | Cleat Width |  | 0 | 0 | 0 | 0 | 0 | 0 | 0 | 0 | 0 | 0 | 0 | 0 | 0
| Correction value |  |  | 0 | 0 | 0 | 0 | 0 | 0 | 0 | 0 | 0 | 0 | 0 | 0 | 0
Cable Reference: | [13 empty] | 0 | 0 | 0
Cable | Supply From |  | Origin panel ref
| Supply To |  | End point ref
Cable Type
No. of Cores
Cross Sectional Area
Cables in circuit
| Nominal Diameter |  |  | 0 | 0 | 0 | 0 | 0 | 0 | 0 | 0 | 0 | 0
| Minimum Bend Radius |  |  | 0 | 0 | 0 | 0 | 0 | 0 | 0 | 0 | 0 | 0
| Installation allowance |  | mm per cable
| Cable Weight |  | Kg/M | 0 | 0 | 0 | 0 | 0 | 0 | 0 | 0 | 0 | 0
Installation Arrangement | Arrangement | Cable Spacing | Single/Trefoil/Quad
| Cleat Width | Cleat Width |  | 0 | 0 | 0 | 0 | 0 | 0 | 0 | 0 | 0 | 0
| Correction value |  |  | 0 | 0 | 0 | 0 | 0 | 0 | 0 | 0 | 0 | 0
Type/Weight | Containment Type
| Duty |  |  |  |  | Notes:
| Containment |  | Kg/M | 0
| Cable(s) |  | Kg/M | 0
| Total Weight |  | Kg/M | 0
Containment Size | Spare capacity |  | % | 30%
| Tray Space Required. |  | mm | 0
| Tray Space Inc. Spare |  | mm | 0
| Minimum Size |  | Width | 0
General | Containment Table Ref.
| Floor Level | [12 empty] | 0
Cable Reference: | [13 empty] | From | To | Cable Reference | Containment logic calc
[14 empty] | 0 | 0 | 0
Cable | Supply From |  | Origin panel ref | [10 empty] | 0 | 0 | 0 | 0 | 0
| Supply To |  | End point ref | [10 empty] | 0 | 0 | 0 | TRUE | TRUE
| Cable Type | [12 empty] | 0 | 0 | 0 | 0 | 0
| No. of Cores | [12 empty] | 0 | 0 | 0 | TRUE | TRUE
| Cross Sectional Area | [12 empty] | 0 | 0 | 0 | 0 | 0
| Cables in circuit | [12 empty] | 0 | 0 | 0 | TRUE | TRUE
| Nominal Diameter |  |  | 0 | 0 | 0 | 0 | 0 | 0 | 0 | 0 | 0 | 0 | 0 | 0 | 0 | 0 | 0
| Minimum Bend Radius |  |  | 0 | 0 | 0 | 0 | 0 | 0 | 0 | 0 | 0 | 0 | 0 | 0 | 0 | TRUE | TRUE
| Installation allowance |  | mm per cable | [10 empty] | 0 | 0 | 0 | 0 | TRUE
| Cable Weight |  | Kg/M | 0 | 0 | 0 | 0 | 0 | 0 | 0 | 0 | 0 | 0 | 0 | 0 | 0
Installation Arrangement | Arrangement | Cable Spacing | Single/Trefoil/Quad | [10 empty] | 0 | 0 | 0
| Cleat Width | Cleat Width |  | 0 | 0 | 0 | 0 | 0 | 0 | 0 | 0 | 0 | 0 | 0 | 0 | 0
| Correction value |  |  | 0 | 0 | 0 | 0 | 0 | 0 | 0 | 0 | 0 | 0 | 0 | 0 | 0
Cable Reference: | [13 empty] | 0 | 0 | 0
[14 empty] | 0 | 0 | 0
Cable | Supply From |  | Origin panel ref | [10 empty] | 0 | 0 | 0
| Supply To |  | End point ref | [10 empty] | 0 | 0 | 0
| Cable Type | [12 empty] | 0 | 0 | 0
| No. of Cores | [12 empty] | 0 | 0 | 0
| Cross Sectional Area | [12 empty] | 0 | 0 | 0
| Cables in circuit | [12 empty] | 0 | 0 | 0
| Nominal Diameter |  |  | 0 | 0 | 0 | 0 | 0 | 0 | 0 | 0 | 0 | 0 | 0 | 0 | 0
| Minimum Bend Radius |  |  | 0 | 0 | 0 | 0 | 0 | 0 | 0 | 0 | 0 | 0 | 0 | 0 | 0
| Installation allowance |  | mm per cable | [10 empty] | 0 | 0 | 0
| Cable Weight |  | Kg/M | 0 | 0 | 0 | 0 | 0 | 0 | 0 | 0 | 0 | 0 | 0 | 0 | 0
Installation Arrangement | Arrangement | Cable Spacing | Single/Trefoil/Quad | [10 empty] | 0 | 0 | 0
| Cleat Width | Cleat Width |  | 0 | 0 | 0 | 0 | 0 | 0 | 0 | 0 | 0 | 0 | 0 | 0 | 0
| Correction value |  |  | 0 | 0 | 0 | 0 | 0 | 0 | 0 | 0 | 0 | 0 | 0 | 0 | 0
Cable Reference: | [13 empty] | 0 | 0 | 0
Cable | Supply From |  | Origin panel ref
| Supply To |  | End point ref
Cable Type
No. of Cores
Cross Sectional Area
Cables in circuit
| Nominal Diameter |  |  | 0 | 0 | 0 | 0 | 0 | 0 | 0 | 0 | 0 | 0
| Minimum Bend Radius |  |  | 0 | 0 | 0 | 0 | 0 | 0 | 0 | 0 | 0 | 0
| Installation allowance |  | mm per cable
| Cable Weight |  | Kg/M | 0 | 0 | 0 | 0 | 0 | 0 | 0 | 0 | 0 | 0
Installation Arrangement | Arrangement | Cable Spacing | Single/Trefoil/Quad
| Cleat Width | Cleat Width |  | 0 | 0 | 0 | 0 | 0 | 0 | 0 | 0 | 0 | 0
| Correction value |  |  | 0 | 0 | 0 | 0 | 0 | 0 | 0 | 0 | 0 | 0
Type/Weight | Containment Type
| Duty |  |  |  |  | Notes:
| Containment |  | Kg/M | 0
| Cable(s) |  | Kg/M | 0
| Total Weight |  | Kg/M | 0
Containment Size | Spare capacity |  | % | 30%
| Tray Space Required. |  | mm | 0
| Tray Space Inc. Spare |  | mm | 0
| Minimum Size |  | Width | 0
General | Containment Table Ref.
| Floor Level | [12 empty] | 0
Cable Reference: | [13 empty] | From | To | Cable Reference | Containment logic calc
[14 empty] | 0 | 0 | 0
Cable | Supply From |  | Origin panel ref | [10 empty] | 0 | 0 | 0 | 0 | 0
| Supply To |  | End point ref | [10 empty] | 0 | 0 | 0 | TRUE | TRUE
| Cable Type | [12 empty] | 0 | 0 | 0 | 0 | 0
| No. of Cores | [12 empty] | 0 | 0 | 0 | TRUE | TRUE
| Cross Sectional Area | [12 empty] | 0 | 0 | 0 | 0 | 0
| Cables in circuit | [12 empty] | 0 | 0 | 0 | TRUE | TRUE
| Nominal Diameter |  |  | 0 | 0 | 0 | 0 | 0 | 0 | 0 | 0 | 0 | 0 | 0 | 0 | 0 | 0 | 0
| Minimum Bend Radius |  |  | 0 | 0 | 0 | 0 | 0 | 0 | 0 | 0 | 0 | 0 | 0 | 0 | 0 | TRUE | TRUE
| Installation allowance |  | mm per cable | [10 empty] | 0 | 0 | 0 | 0 | TRUE
| Cable Weight |  | Kg/M | 0 | 0 | 0 | 0 | 0 | 0 | 0 | 0 | 0 | 0 | 0 | 0 | 0
Installation Arrangement | Arrangement | Cable Spacing | Single/Trefoil/Quad | [10 empty] | 0 | 0 | 0
| Cleat Width | Cleat Width |  | 0 | 0 | 0 | 0 | 0 | 0 | 0 | 0 | 0 | 0 | 0 | 0 | 0
| Correction value |  |  | 0 | 0 | 0 | 0 | 0 | 0 | 0 | 0 | 0 | 0 | 0 | 0 | 0
Cable Reference: | [13 empty] | 0 | 0 | 0
[14 empty] | 0 | 0 | 0
Cable | Supply From |  | Origin panel ref | [10 empty] | 0 | 0 | 0
| Supply To |  | End point ref | [10 empty] | 0 | 0 | 0
| Cable Type | [12 empty] | 0 | 0 | 0
| No. of Cores | [12 empty] | 0 | 0 | 0
| Cross Sectional Area | [12 empty] | 0 | 0 | 0
| Cables in circuit | [12 empty] | 0 | 0 | 0
| Nominal Diameter |  |  | 0 | 0 | 0 | 0 | 0 | 0 | 0 | 0 | 0 | 0 | 0 | 0 | 0
| Minimum Bend Radius |  |  | 0 | 0 | 0 | 0 | 0 | 0 | 0 | 0 | 0 | 0 | 0 | 0 | 0
| Installation allowance |  | mm per cable | [10 empty] | 0 | 0 | 0
| Cable Weight |  | Kg/M | 0 | 0 | 0 | 0 | 0 | 0 | 0 | 0 | 0 | 0 | 0 | 0 | 0
Installation Arrangement | Arrangement | Cable Spacing | Single/Trefoil/Quad | [10 empty] | 0 | 0 | 0
| Cleat Width | Cleat Width |  | 0 | 0 | 0 | 0 | 0 | 0 | 0 | 0 | 0 | 0 | 0 | 0 | 0
| Correction value |  |  | 0 | 0 | 0 | 0 | 0 | 0 | 0 | 0 | 0 | 0 | 0 | 0 | 0
Cable Reference: | [13 empty] | 0 | 0 | 0
Cable | Supply From |  | Origin panel ref
| Supply To |  | End point ref
Cable Type
No. of Cores
Cross Sectional Area
Cables in circuit
| Nominal Diameter |  |  | 0 | 0 | 0 | 0 | 0 | 0 | 0 | 0 | 0 | 0
| Minimum Bend Radius |  |  | 0 | 0 | 0 | 0 | 0 | 0 | 0 | 0 | 0 | 0
| Installation allowance |  | mm per cable
| Cable Weight |  | Kg/M | 0 | 0 | 0 | 0 | 0 | 0 | 0 | 0 | 0 | 0
Installation Arrangement | Arrangement | Cable Spacing | Single/Trefoil/Quad
| Cleat Width | Cleat Width |  | 0 | 0 | 0 | 0 | 0 | 0 | 0 | 0 | 0 | 0
| Correction value |  |  | 0 | 0 | 0 | 0 | 0 | 0 | 0 | 0 | 0 | 0
Type/Weight | Containment Type
| Duty |  |  |  |  | Notes:
| Containment |  | Kg/M | 0
| Cable(s) |  | Kg/M | 0
| Total Weight |  | Kg/M | 0
Containment Size | Spare capacity |  | % | 30%
| Tray Space Required. |  | mm | 0
| Tray Space Inc. Spare |  | mm | 0
| Minimum Size |  | Width | 0
General | Containment Table Ref.
| Floor Level | [12 empty] | 0
Cable Reference: | [13 empty] | From | To | Cable Reference | Containment logic calc
[14 empty] | 0 | 0 | 0
Cable | Supply From |  | Origin panel ref | [10 empty] | 0 | 0 | 0 | 0 | 0
| Supply To |  | End point ref | [10 empty] | 0 | 0 | 0 | TRUE | TRUE
| Cable Type | [12 empty] | 0 | 0 | 0 | 0 | 0
| No. of Cores | [12 empty] | 0 | 0 | 0 | TRUE | TRUE
| Cross Sectional Area | [12 empty] | 0 | 0 | 0 | 0 | 0
| Cables in circuit | [12 empty] | 0 | 0 | 0 | TRUE | TRUE
| Nominal Diameter |  |  | 0 | 0 | 0 | 0 | 0 | 0 | 0 | 0 | 0 | 0 | 0 | 0 | 0 | 0 | 0
| Minimum Bend Radius |  |  | 0 | 0 | 0 | 0 | 0 | 0 | 0 | 0 | 0 | 0 | 0 | 0 | 0 | TRUE | TRUE
| Installation allowance |  | mm per cable | [10 empty] | 0 | 0 | 0 | 0 | TRUE
| Cable Weight |  | Kg/M | 0 | 0 | 0 | 0 | 0 | 0 | 0 | 0 | 0 | 0 | 0 | 0 | 0
Installation Arrangement | Arrangement | Cable Spacing | Single/Trefoil/Quad | [10 empty] | 0 | 0 | 0
| Cleat Width | Cleat Width |  | 0 | 0 | 0 | 0 | 0 | 0 | 0 | 0 | 0 | 0 | 0 | 0 | 0
| Correction value |  |  | 0 | 0 | 0 | 0 | 0 | 0 | 0 | 0 | 0 | 0 | 0 | 0 | 0
Cable Reference: | [13 empty] | 0 | 0 | 0
[14 empty] | 0 | 0 | 0
Cable | Supply From |  | Origin panel ref | [10 empty] | 0 | 0 | 0
| Supply To |  | End point ref | [10 empty] | 0 | 0 | 0
| Cable Type | [12 empty] | 0 | 0 | 0
| No. of Cores | [12 empty] | 0 | 0 | 0
| Cross Sectional Area | [12 empty] | 0 | 0 | 0
| Cables in circuit | [12 empty] | 0 | 0 | 0
| Nominal Diameter |  |  | 0 | 0 | 0 | 0 | 0 | 0 | 0 | 0 | 0 | 0 | 0 | 0 | 0
| Minimum Bend Radius |  |  | 0 | 0 | 0 | 0 | 0 | 0 | 0 | 0 | 0 | 0 | 0 | 0 | 0
| Installation allowance |  | mm per cable | [10 empty] | 0 | 0 | 0
| Cable Weight |  | Kg/M | 0 | 0 | 0 | 0 | 0 | 0 | 0 | 0 | 0 | 0 | 0 | 0 | 0
Installation Arrangement | Arrangement | Cable Spacing | Single/Trefoil/Quad | [10 empty] | 0 | 0 | 0
| Cleat Width | Cleat Width |  | 0 | 0 | 0 | 0 | 0 | 0 | 0 | 0 | 0 | 0 | 0 | 0 | 0
| Correction value |  |  | 0 | 0 | 0 | 0 | 0 | 0 | 0 | 0 | 0 | 0 | 0 | 0 | 0
Cable Reference: | [13 empty] | 0 | 0 | 0
Cable | Supply From |  | Origin panel ref
| Supply To |  | End point ref
Cable Type
No. of Cores
Cross Sectional Area
Cables in circuit
| Nominal Diameter |  |  | 0 | 0 | 0 | 0 | 0 | 0 | 0 | 0 | 0 | 0
| Minimum Bend Radius |  |  | 0 | 0 | 0 | 0 | 0 | 0 | 0 | 0 | 0 | 0
| Installation allowance |  | mm per cable
| Cable Weight |  | Kg/M | 0 | 0 | 0 | 0 | 0 | 0 | 0 | 0 | 0 | 0
Installation Arrangement | Arrangement | Cable Spacing | Single/Trefoil/Quad
| Cleat Width | Cleat Width |  | 0 | 0 | 0 | 0 | 0 | 0 | 0 | 0 | 0 | 0
| Correction value |  |  | 0 | 0 | 0 | 0 | 0 | 0 | 0 | 0 | 0 | 0
Type/Weight | Containment Type
| Duty |  |  |  |  | Notes:
| Containment |  | Kg/M | 0
| Cable(s) |  | Kg/M | 0
| Total Weight |  | Kg/M | 0
Containment Size | Spare capacity |  | % | 30%
| Tray Space Required. |  | mm | 0
| Tray Space Inc. Spare |  | mm | 0
| Minimum Size |  | Width | 0
General | Containment Table Ref.
| Floor Level | [12 empty] | 0
Cable Reference: | [13 empty] | From | To | Cable Reference | Containment logic calc
[14 empty] | 0 | 0 | 0
Cable | Supply From |  | Origin panel ref | [10 empty] | 0 | 0 | 0 | 0 | 0
| Supply To |  | End point ref | [10 empty] | 0 | 0 | 0 | TRUE | TRUE
| Cable Type | [12 empty] | 0 | 0 | 0 | 0 | 0
| No. of Cores | [12 empty] | 0 | 0 | 0 | TRUE | TRUE
| Cross Sectional Area | [12 empty] | 0 | 0 | 0 | 0 | 0
| Cables in circuit | [12 empty] | 0 | 0 | 0 | TRUE | TRUE
| Nominal Diameter |  |  | 0 | 0 | 0 | 0 | 0 | 0 | 0 | 0 | 0 | 0 | 0 | 0 | 0 | 0 | 0
| Minimum Bend Radius |  |  | 0 | 0 | 0 | 0 | 0 | 0 | 0 | 0 | 0 | 0 | 0 | 0 | 0 | TRUE | TRUE
| Installation allowance |  | mm per cable | [10 empty] | 0 | 0 | 0 | 0 | TRUE
| Cable Weight |  | Kg/M | 0 | 0 | 0 | 0 | 0 | 0 | 0 | 0 | 0 | 0 | 0 | 0 | 0
Installation Arrangement | Arrangement | Cable Spacing | Single/Trefoil/Quad | [10 empty] | 0 | 0 | 0
| Cleat Width | Cleat Width |  | 0 | 0 | 0 | 0 | 0 | 0 | 0 | 0 | 0 | 0 | 0 | 0 | 0
| Correction value |  |  | 0 | 0 | 0 | 0 | 0 | 0 | 0 | 0 | 0 | 0 | 0 | 0 | 0
Cable Reference: | [13 empty] | 0 | 0 | 0
[14 empty] | 0 | 0 | 0
Cable | Supply From |  | Origin panel ref | [10 empty] | 0 | 0 | 0
| Supply To |  | End point ref | [10 empty] | 0 | 0 | 0
| Cable Type | [12 empty] | 0 | 0 | 0
| No. of Cores | [12 empty] | 0 | 0 | 0
| Cross Sectional Area | [12 empty] | 0 | 0 | 0
| Cables in circuit | [12 empty] | 0 | 0 | 0
| Nominal Diameter |  |  | 0 | 0 | 0 | 0 | 0 | 0 | 0 | 0 | 0 | 0 | 0 | 0 | 0
| Minimum Bend Radius |  |  | 0 | 0 | 0 | 0 | 0 | 0 | 0 | 0 | 0 | 0 | 0 | 0 | 0
| Installation allowance |  | mm per cable | [10 empty] | 0 | 0 | 0
| Cable Weight |  | Kg/M | 0 | 0 | 0 | 0 | 0 | 0 | 0 | 0 | 0 | 0 | 0 | 0 | 0
Installation Arrangement | Arrangement | Cable Spacing | Single/Trefoil/Quad | [10 empty] | 0 | 0 | 0
| Cleat Width | Cleat Width |  | 0 | 0 | 0 | 0 | 0 | 0 | 0 | 0 | 0 | 0 | 0 | 0 | 0
| Correction value |  |  | 0 | 0 | 0 | 0 | 0 | 0 | 0 | 0 | 0 | 0 | 0 | 0 | 0
Cable Reference: | [13 empty] | 0 | 0 | 0
Cable | Supply From |  | Origin panel ref
| Supply To |  | End point ref
Cable Type
No. of Cores
Cross Sectional Area
Cables in circuit
| Nominal Diameter |  |  | 0 | 0 | 0 | 0 | 0 | 0 | 0 | 0 | 0 | 0
| Minimum Bend Radius |  |  | 0 | 0 | 0 | 0 | 0 | 0 | 0 | 0 | 0 | 0
| Installation allowance |  | mm per cable
| Cable Weight |  | Kg/M | 0 | 0 | 0 | 0 | 0 | 0 | 0 | 0 | 0 | 0
Installation Arrangement | Arrangement | Cable Spacing | Single/Trefoil/Quad
| Cleat Width | Cleat Width |  | 0 | 0 | 0 | 0 | 0 | 0 | 0 | 0 | 0 | 0
| Correction value |  |  | 0 | 0 | 0 | 0 | 0 | 0 | 0 | 0 | 0 | 0
Type/Weight | Containment Type
| Duty |  |  |  |  | Notes:
| Containment |  | Kg/M | 0
| Cable(s) |  | Kg/M | 0
| Total Weight |  | Kg/M | 0
Containment Size | Spare capacity |  | % | 30%
| Tray Space Required. |  | mm | 0
| Tray Space Inc. Spare |  | mm | 0
| Minimum Size |  | Width | 0
General | Containment Table Ref.
| Floor Level | [12 empty] | 0
Cable Reference: | [13 empty] | From | To | Cable Reference | Containment logic calc
[14 empty] | 0 | 0 | 0
Cable | Supply From |  | Origin panel ref | [10 empty] | 0 | 0 | 0 | 0 | 0
| Supply To |  | End point ref | [10 empty] | 0 | 0 | 0 | TRUE | TRUE
| Cable Type | [12 empty] | 0 | 0 | 0 | 0 | 0
| No. of Cores | [12 empty] | 0 | 0 | 0 | TRUE | TRUE
| Cross Sectional Area | [12 empty] | 0 | 0 | 0 | 0 | 0
| Cables in circuit | [12 empty] | 0 | 0 | 0 | TRUE | TRUE
| Nominal Diameter |  |  | 0 | 0 | 0 | 0 | 0 | 0 | 0 | 0 | 0 | 0 | 0 | 0 | 0 | 0 | 0
| Minimum Bend Radius |  |  | 0 | 0 | 0 | 0 | 0 | 0 | 0 | 0 | 0 | 0 | 0 | 0 | 0 | TRUE | TRUE
| Installation allowance |  | mm per cable | [10 empty] | 0 | 0 | 0 | 0 | TRUE
| Cable Weight |  | Kg/M | 0 | 0 | 0 | 0 | 0 | 0 | 0 | 0 | 0 | 0 | 0 | 0 | 0
Installation Arrangement | Arrangement | Cable Spacing | Single/Trefoil/Quad | [10 empty] | 0 | 0 | 0
| Cleat Width | Cleat Width |  | 0 | 0 | 0 | 0 | 0 | 0 | 0 | 0 | 0 | 0 | 0 | 0 | 0
| Correction value |  |  | 0 | 0 | 0 | 0 | 0 | 0 | 0 | 0 | 0 | 0 | 0 | 0 | 0
Cable Reference: | [13 empty] | 0 | 0 | 0
[14 empty] | 0 | 0 | 0
Cable | Supply From |  | Origin panel ref | [10 empty] | 0 | 0 | 0
| Supply To |  | End point ref | [10 empty] | 0 | 0 | 0
| Cable Type | [12 empty] | 0 | 0 | 0
| No. of Cores | [12 empty] | 0 | 0 | 0
| Cross Sectional Area | [12 empty] | 0 | 0 | 0
| Cables in circuit | [12 empty] | 0 | 0 | 0
| Nominal Diameter |  |  | 0 | 0 | 0 | 0 | 0 | 0 | 0 | 0 | 0 | 0 | 0 | 0 | 0
| Minimum Bend Radius |  |  | 0 | 0 | 0 | 0 | 0 | 0 | 0 | 0 | 0 | 0 | 0 | 0 | 0
| Installation allowance |  | mm per cable | [10 empty] | 0 | 0 | 0
| Cable Weight |  | Kg/M | 0 | 0 | 0 | 0 | 0 | 0 | 0 | 0 | 0 | 0 | 0 | 0 | 0
Installation Arrangement | Arrangement | Cable Spacing | Single/Trefoil/Quad | [10 empty] | 0 | 0 | 0
| Cleat Width | Cleat Width |  | 0 | 0 | 0 | 0 | 0 | 0 | 0 | 0 | 0 | 0 | 0 | 0 | 0
| Correction value |  |  | 0 | 0 | 0 | 0 | 0 | 0 | 0 | 0 | 0 | 0 | 0 | 0 | 0
Cable Reference: | [13 empty] | 0 | 0 | 0
Cable | Supply From |  | Origin panel ref
| Supply To |  | End point ref
Cable Type
No. of Cores
Cross Sectional Area
Cables in circuit
| Nominal Diameter |  |  | 0 | 0 | 0 | 0 | 0 | 0 | 0 | 0 | 0 | 0
| Minimum Bend Radius |  |  | 0 | 0 | 0 | 0 | 0 | 0 | 0 | 0 | 0 | 0
| Installation allowance |  | mm per cable
| Cable Weight |  | Kg/M | 0 | 0 | 0 | 0 | 0 | 0 | 0 | 0 | 0 | 0
Installation Arrangement | Arrangement | Cable Spacing | Single/Trefoil/Quad
| Cleat Width | Cleat Width |  | 0 | 0 | 0 | 0 | 0 | 0 | 0 | 0 | 0 | 0
| Correction value |  |  | 0 | 0 | 0 | 0 | 0 | 0 | 0 | 0 | 0 | 0
Type/Weight | Containment Type
| Duty |  |  |  |  | Notes:
| Containment |  | Kg/M | 0
| Cable(s) |  | Kg/M | 0
| Total Weight |  | Kg/M | 0
Containment Size | Spare capacity |  | % | 30%
| Tray Space Required. |  | mm | 0
| Tray Space Inc. Spare |  | mm | 0
| Minimum Size |  | Width | 0
General | Containment Table Ref.
| Floor Level | [12 empty] | 0
Cable Reference: | [13 empty] | From | To | Cable Reference | Containment logic calc
[14 empty] | 0 | 0 | 0
Cable | Supply From |  | Origin panel ref | [10 empty] | 0 | 0 | 0 | 0 | 0
| Supply To |  | End point ref | [10 empty] | 0 | 0 | 0 | TRUE | TRUE
| Cable Type | [12 empty] | 0 | 0 | 0 | 0 | 0
| No. of Cores | [12 empty] | 0 | 0 | 0 | TRUE | TRUE
| Cross Sectional Area | [12 empty] | 0 | 0 | 0 | 0 | 0
| Cables in circuit | [12 empty] | 0 | 0 | 0 | TRUE | TRUE
| Nominal Diameter |  |  | 0 | 0 | 0 | 0 | 0 | 0 | 0 | 0 | 0 | 0 | 0 | 0 | 0 | 0 | 0
| Minimum Bend Radius |  |  | 0 | 0 | 0 | 0 | 0 | 0 | 0 | 0 | 0 | 0 | 0 | 0 | 0 | TRUE | TRUE
| Installation allowance |  | mm per cable | [10 empty] | 0 | 0 | 0 | 0 | TRUE
| Cable Weight |  | Kg/M | 0 | 0 | 0 | 0 | 0 | 0 | 0 | 0 | 0 | 0 | 0 | 0 | 0
Installation Arrangement | Arrangement | Cable Spacing | Single/Trefoil/Quad | [10 empty] | 0 | 0 | 0
| Cleat Width | Cleat Width |  | 0 | 0 | 0 | 0 | 0 | 0 | 0 | 0 | 0 | 0 | 0 | 0 | 0
| Correction value |  |  | 0 | 0 | 0 | 0 | 0 | 0 | 0 | 0 | 0 | 0 | 0 | 0 | 0
Cable Reference: | [13 empty] | 0 | 0 | 0
[14 empty] | 0 | 0 | 0
Cable | Supply From |  | Origin panel ref | [10 empty] | 0 | 0 | 0
| Supply To |  | End point ref | [10 empty] | 0 | 0 | 0
| Cable Type | [12 empty] | 0 | 0 | 0
| No. of Cores | [12 empty] | 0 | 0 | 0
| Cross Sectional Area | [12 empty] | 0 | 0 | 0
| Cables in circuit | [12 empty] | 0 | 0 | 0
| Nominal Diameter |  |  | 0 | 0 | 0 | 0 | 0 | 0 | 0 | 0 | 0 | 0 | 0 | 0 | 0
| Minimum Bend Radius |  |  | 0 | 0 | 0 | 0 | 0 | 0 | 0 | 0 | 0 | 0 | 0 | 0 | 0
| Installation allowance |  | mm per cable | [10 empty] | 0 | 0 | 0
| Cable Weight |  | Kg/M | 0 | 0 | 0 | 0 | 0 | 0 | 0 | 0 | 0 | 0 | 0 | 0 | 0
Installation Arrangement | Arrangement | Cable Spacing | Single/Trefoil/Quad | [10 empty] | 0 | 0 | 0
| Cleat Width | Cleat Width |  | 0 | 0 | 0 | 0 | 0 | 0 | 0 | 0 | 0 | 0 | 0 | 0 | 0
| Correction value |  |  | 0 | 0 | 0 | 0 | 0 | 0 | 0 | 0 | 0 | 0 | 0 | 0 | 0
Cable Reference: | [13 empty] | 0 | 0 | 0
Cable | Supply From |  | Origin panel ref
| Supply To |  | End point ref
Cable Type
No. of Cores
Cross Sectional Area
Cables in circuit
| Nominal Diameter |  |  | 0 | 0 | 0 | 0 | 0 | 0 | 0 | 0 | 0 | 0
| Minimum Bend Radius |  |  | 0 | 0 | 0 | 0 | 0 | 0 | 0 | 0 | 0 | 0
| Installation allowance |  | mm per cable
| Cable Weight |  | Kg/M | 0 | 0 | 0 | 0 | 0 | 0 | 0 | 0 | 0 | 0
Installation Arrangement | Arrangement | Cable Spacing | Single/Trefoil/Quad
| Cleat Width | Cleat Width |  | 0 | 0 | 0 | 0 | 0 | 0 | 0 | 0 | 0 | 0
| Correction value |  |  | 0 | 0 | 0 | 0 | 0 | 0 | 0 | 0 | 0 | 0
Type/Weight | Containment Type
| Duty |  |  |  |  | Notes:
| Containment |  | Kg/M | 0
| Cable(s) |  | Kg/M | 0
| Total Weight |  | Kg/M | 0
Containment Size | Spare capacity |  | % | 30%
| Tray Space Required. |  | mm | 0
| Tray Space Inc. Spare |  | mm | 0
| Minimum Size |  | Width | 0
General | Containment Table Ref.
| Floor Level | [12 empty] | 0
Cable Reference: | [13 empty] | From | To | Cable Reference | Containment logic calc
[14 empty] | 0 | 0 | 0
Cable | Supply From |  | Origin panel ref | [10 empty] | 0 | 0 | 0 | 0 | 0
| Supply To |  | End point ref | [10 empty] | 0 | 0 | 0 | TRUE | TRUE
| Cable Type | [12 empty] | 0 | 0 | 0 | 0 | 0
| No. of Cores | [12 empty] | 0 | 0 | 0 | TRUE | TRUE
| Cross Sectional Area | [12 empty] | 0 | 0 | 0 | 0 | 0
| Cables in circuit | [12 empty] | 0 | 0 | 0 | TRUE | TRUE
| Nominal Diameter |  |  | 0 | 0 | 0 | 0 | 0 | 0 | 0 | 0 | 0 | 0 | 0 | 0 | 0 | 0 | 0
| Minimum Bend Radius |  |  | 0 | 0 | 0 | 0 | 0 | 0 | 0 | 0 | 0 | 0 | 0 | 0 | 0 | TRUE | TRUE
| Installation allowance |  | mm per cable | [10 empty] | 0 | 0 | 0 | 0 | TRUE
| Cable Weight |  | Kg/M | 0 | 0 | 0 | 0 | 0 | 0 | 0 | 0 | 0 | 0 | 0 | 0 | 0
Installation Arrangement | Arrangement | Cable Spacing | Single/Trefoil/Quad | [10 empty] | 0 | 0 | 0
| Cleat Width | Cleat Width |  | 0 | 0 | 0 | 0 | 0 | 0 | 0 | 0 | 0 | 0 | 0 | 0 | 0
| Correction value |  |  | 0 | 0 | 0 | 0 | 0 | 0 | 0 | 0 | 0 | 0 | 0 | 0 | 0
Cable Reference: | [13 empty] | 0 | 0 | 0
[14 empty] | 0 | 0 | 0
Cable | Supply From |  | Origin panel ref | [10 empty] | 0 | 0 | 0
| Supply To |  | End point ref | [10 empty] | 0 | 0 | 0
| Cable Type | [12 empty] | 0 | 0 | 0
| No. of Cores | [12 empty] | 0 | 0 | 0
| Cross Sectional Area | [12 empty] | 0 | 0 | 0
| Cables in circuit | [12 empty] | 0 | 0 | 0
| Nominal Diameter |  |  | 0 | 0 | 0 | 0 | 0 | 0 | 0 | 0 | 0 | 0 | 0 | 0 | 0
| Minimum Bend Radius |  |  | 0 | 0 | 0 | 0 | 0 | 0 | 0 | 0 | 0 | 0 | 0 | 0 | 0
| Installation allowance |  | mm per cable | [10 empty] | 0 | 0 | 0
| Cable Weight |  | Kg/M | 0 | 0 | 0 | 0 | 0 | 0 | 0 | 0 | 0 | 0 | 0 | 0 | 0
Installation Arrangement | Arrangement | Cable Spacing | Single/Trefoil/Quad | [10 empty] | 0 | 0 | 0
| Cleat Width | Cleat Width |  | 0 | 0 | 0 | 0 | 0 | 0 | 0 | 0 | 0 | 0 | 0 | 0 | 0
| Correction value |  |  | 0 | 0 | 0 | 0 | 0 | 0 | 0 | 0 | 0 | 0 | 0 | 0 | 0
Cable Reference: | [13 empty] | 0 | 0 | 0
Cable | Supply From |  | Origin panel ref
| Supply To |  | End point ref
Cable Type
No. of Cores
Cross Sectional Area
Cables in circuit
| Nominal Diameter |  |  | 0 | 0 | 0 | 0 | 0 | 0 | 0 | 0 | 0 | 0
| Minimum Bend Radius |  |  | 0 | 0 | 0 | 0 | 0 | 0 | 0 | 0 | 0 | 0
| Installation allowance |  | mm per cable
| Cable Weight |  | Kg/M | 0 | 0 | 0 | 0 | 0 | 0 | 0 | 0 | 0 | 0
Installation Arrangement | Arrangement | Cable Spacing | Single/Trefoil/Quad
| Cleat Width | Cleat Width |  | 0 | 0 | 0 | 0 | 0 | 0 | 0 | 0 | 0 | 0
| Correction value |  |  | 0 | 0 | 0 | 0 | 0 | 0 | 0 | 0 | 0 | 0
Type/Weight | Containment Type
| Duty |  |  |  |  | Notes:
| Containment |  | Kg/M | 0
| Cable(s) |  | Kg/M | 0
| Total Weight |  | Kg/M | 0
Containment Size | Spare capacity |  | % | 30%
| Tray Space Required. |  | mm | 0
| Tray Space Inc. Spare |  | mm | 0
| Minimum Size |  | Width | 0
General | Containment Table Ref.
| Floor Level | [12 empty] | 0
Cable Reference: | [13 empty] | From | To | Cable Reference | Containment logic calc
[14 empty] | 0 | 0 | 0
Cable | Supply From |  | Origin panel ref | [10 empty] | 0 | 0 | 0 | 0 | 0
| Supply To |  | End point ref | [10 empty] | 0 | 0 | 0 | TRUE | TRUE
| Cable Type | [12 empty] | 0 | 0 | 0 | 0 | 0
| No. of Cores | [12 empty] | 0 | 0 | 0 | TRUE | TRUE
| Cross Sectional Area | [12 empty] | 0 | 0 | 0 | 0 | 0
| Cables in circuit | [12 empty] | 0 | 0 | 0 | TRUE | TRUE
| Nominal Diameter |  |  | 0 | 0 | 0 | 0 | 0 | 0 | 0 | 0 | 0 | 0 | 0 | 0 | 0 | 0 | 0
| Minimum Bend Radius |  |  | 0 | 0 | 0 | 0 | 0 | 0 | 0 | 0 | 0 | 0 | 0 | 0 | 0 | TRUE | TRUE
| Installation allowance |  | mm per cable | [10 empty] | 0 | 0 | 0 | 0 | TRUE
| Cable Weight |  | Kg/M | 0 | 0 | 0 | 0 | 0 | 0 | 0 | 0 | 0 | 0 | 0 | 0 | 0
Installation Arrangement | Arrangement | Cable Spacing | Single/Trefoil/Quad | [10 empty] | 0 | 0 | 0
| Cleat Width | Cleat Width |  | 0 | 0 | 0 | 0 | 0 | 0 | 0 | 0 | 0 | 0 | 0 | 0 | 0
| Correction value |  |  | 0 | 0 | 0 | 0 | 0 | 0 | 0 | 0 | 0 | 0 | 0 | 0 | 0
Cable Reference: | [13 empty] | 0 | 0 | 0
[14 empty] | 0 | 0 | 0
Cable | Supply From |  | Origin panel ref | [10 empty] | 0 | 0 | 0
| Supply To |  | End point ref | [10 empty] | 0 | 0 | 0
| Cable Type | [12 empty] | 0 | 0 | 0
| No. of Cores | [12 empty] | 0 | 0 | 0
| Cross Sectional Area | [12 empty] | 0 | 0 | 0
| Cables in circuit | [12 empty] | 0 | 0 | 0
| Nominal Diameter |  |  | 0 | 0 | 0 | 0 | 0 | 0 | 0 | 0 | 0 | 0 | 0 | 0 | 0
| Minimum Bend Radius |  |  | 0 | 0 | 0 | 0 | 0 | 0 | 0 | 0 | 0 | 0 | 0 | 0 | 0
| Installation allowance |  | mm per cable | [10 empty] | 0 | 0 | 0
| Cable Weight |  | Kg/M | 0 | 0 | 0 | 0 | 0 | 0 | 0 | 0 | 0 | 0 | 0 | 0 | 0
Installation Arrangement | Arrangement | Cable Spacing | Single/Trefoil/Quad | [10 empty] | 0 | 0 | 0
| Cleat Width | Cleat Width |  | 0 | 0 | 0 | 0 | 0 | 0 | 0 | 0 | 0 | 0 | 0 | 0 | 0
| Correction value |  |  | 0 | 0 | 0 | 0 | 0 | 0 | 0 | 0 | 0 | 0 | 0 | 0 | 0
Cable Reference: | [13 empty] | 0 | 0 | 0
Cable | Supply From |  | Origin panel ref
| Supply To |  | End point ref
Cable Type
No. of Cores
Cross Sectional Area
Cables in circuit
| Nominal Diameter |  |  | 0 | 0 | 0 | 0 | 0 | 0 | 0 | 0 | 0 | 0
| Minimum Bend Radius |  |  | 0 | 0 | 0 | 0 | 0 | 0 | 0 | 0 | 0 | 0
| Installation allowance |  | mm per cable
| Cable Weight |  | Kg/M | 0 | 0 | 0 | 0 | 0 | 0 | 0 | 0 | 0 | 0
Installation Arrangement | Arrangement | Cable Spacing | Single/Trefoil/Quad
| Cleat Width | Cleat Width |  | 0 | 0 | 0 | 0 | 0 | 0 | 0 | 0 | 0 | 0
| Correction value |  |  | 0 | 0 | 0 | 0 | 0 | 0 | 0 | 0 | 0 | 0
Type/Weight | Containment Type
| Duty |  |  |  |  | Notes:
| Containment |  | Kg/M | 0
| Cable(s) |  | Kg/M | 0
| Total Weight |  | Kg/M | 0
Containment Size | Spare capacity |  | % | 30%
| Tray Space Required. |  | mm | 0
| Tray Space Inc. Spare |  | mm | 0
| Minimum Size |  | Width | 0
General | Containment Table Ref.
| Floor Level | [12 empty] | 0
Cable Reference: | [13 empty] | From | To | Cable Reference | Containment logic calc
[14 empty] | 0 | 0 | 0
Cable | Supply From |  | Origin panel ref | [10 empty] | 0 | 0 | 0 | 0 | 0
| Supply To |  | End point ref | [10 empty] | 0 | 0 | 0 | TRUE | TRUE
| Cable Type | [12 empty] | 0 | 0 | 0 | 0 | 0
| No. of Cores | [12 empty] | 0 | 0 | 0 | TRUE | TRUE
| Cross Sectional Area | [12 empty] | 0 | 0 | 0 | 0 | 0
| Cables in circuit | [12 empty] | 0 | 0 | 0 | TRUE | TRUE
| Nominal Diameter |  |  | 0 | 0 | 0 | 0 | 0 | 0 | 0 | 0 | 0 | 0 | 0 | 0 | 0 | 0 | 0
| Minimum Bend Radius |  |  | 0 | 0 | 0 | 0 | 0 | 0 | 0 | 0 | 0 | 0 | 0 | 0 | 0 | TRUE | TRUE
| Installation allowance |  | mm per cable | [10 empty] | 0 | 0 | 0 | 0 | TRUE
| Cable Weight |  | Kg/M | 0 | 0 | 0 | 0 | 0 | 0 | 0 | 0 | 0 | 0 | 0 | 0 | 0
Installation Arrangement | Arrangement | Cable Spacing | Single/Trefoil/Quad | [10 empty] | 0 | 0 | 0
| Cleat Width | Cleat Width |  | 0 | 0 | 0 | 0 | 0 | 0 | 0 | 0 | 0 | 0 | 0 | 0 | 0
| Correction value |  |  | 0 | 0 | 0 | 0 | 0 | 0 | 0 | 0 | 0 | 0 | 0 | 0 | 0
Cable Reference: | [13 empty] | 0 | 0 | 0
[14 empty] | 0 | 0 | 0
Cable | Supply From |  | Origin panel ref | [10 empty] | 0 | 0 | 0
| Supply To |  | End point ref | [10 empty] | 0 | 0 | 0
| Cable Type | [12 empty] | 0 | 0 | 0
| No. of Cores | [12 empty] | 0 | 0 | 0
| Cross Sectional Area | [12 empty] | 0 | 0 | 0
| Cables in circuit | [12 empty] | 0 | 0 | 0
| Nominal Diameter |  |  | 0 | 0 | 0 | 0 | 0 | 0 | 0 | 0 | 0 | 0 | 0 | 0 | 0
| Minimum Bend Radius |  |  | 0 | 0 | 0 | 0 | 0 | 0 | 0 | 0 | 0 | 0 | 0 | 0 | 0
| Installation allowance |  | mm per cable | [10 empty] | 0 | 0 | 0
| Cable Weight |  | Kg/M | 0 | 0 | 0 | 0 | 0 | 0 | 0 | 0 | 0 | 0 | 0 | 0 | 0
Installation Arrangement | Arrangement | Cable Spacing | Single/Trefoil/Quad | [10 empty] | 0 | 0 | 0
| Cleat Width | Cleat Width |  | 0 | 0 | 0 | 0 | 0 | 0 | 0 | 0 | 0 | 0 | 0 | 0 | 0
| Correction value |  |  | 0 | 0 | 0 | 0 | 0 | 0 | 0 | 0 | 0 | 0 | 0 | 0 | 0
Cable Reference: | [13 empty] | 0 | 0 | 0
Cable | Supply From |  | Origin panel ref
| Supply To |  | End point ref
Cable Type
No. of Cores
Cross Sectional Area
Cables in circuit
| Nominal Diameter |  |  | 0 | 0 | 0 | 0 | 0 | 0 | 0 | 0 | 0 | 0
| Minimum Bend Radius |  |  | 0 | 0 | 0 | 0 | 0 | 0 | 0 | 0 | 0 | 0
| Installation allowance |  | mm per cable
| Cable Weight |  | Kg/M | 0 | 0 | 0 | 0 | 0 | 0 | 0 | 0 | 0 | 0
Installation Arrangement | Arrangement | Cable Spacing | Single/Trefoil/Quad
| Cleat Width | Cleat Width |  | 0 | 0 | 0 | 0 | 0 | 0 | 0 | 0 | 0 | 0
| Correction value |  |  | 0 | 0 | 0 | 0 | 0 | 0 | 0 | 0 | 0 | 0
Type/Weight | Containment Type
| Duty |  |  |  |  | Notes:
| Containment |  | Kg/M | 0
| Cable(s) |  | Kg/M | 0
| Total Weight |  | Kg/M | 0
Containment Size | Spare capacity |  | % | 30%
| Tray Space Required. |  | mm | 0
| Tray Space Inc. Spare |  | mm | 0
| Minimum Size |  | Width | 0
General | Containment Table Ref.
| Floor Level | [12 empty] | 0
Cable Reference: | [13 empty] | From | To | Cable Reference | Containment logic calc
[14 empty] | 0 | 0 | 0
Cable | Supply From |  | Origin panel ref | [10 empty] | 0 | 0 | 0 | 0 | 0
| Supply To |  | End point ref | [10 empty] | 0 | 0 | 0 | TRUE | TRUE
| Cable Type | [12 empty] | 0 | 0 | 0 | 0 | 0
| No. of Cores | [12 empty] | 0 | 0 | 0 | TRUE | TRUE
| Cross Sectional Area | [12 empty] | 0 | 0 | 0 | 0 | 0
| Cables in circuit | [12 empty] | 0 | 0 | 0 | TRUE | TRUE
| Nominal Diameter |  |  | 0 | 0 | 0 | 0 | 0 | 0 | 0 | 0 | 0 | 0 | 0 | 0 | 0 | 0 | 0
| Minimum Bend Radius |  |  | 0 | 0 | 0 | 0 | 0 | 0 | 0 | 0 | 0 | 0 | 0 | 0 | 0 | TRUE | TRUE
| Installation allowance |  | mm per cable | [10 empty] | 0 | 0 | 0 | 0 | TRUE
| Cable Weight |  | Kg/M | 0 | 0 | 0 | 0 | 0 | 0 | 0 | 0 | 0 | 0 | 0 | 0 | 0
Installation Arrangement | Arrangement | Cable Spacing | Single/Trefoil/Quad | [10 empty] | 0 | 0 | 0
| Cleat Width | Cleat Width |  | 0 | 0 | 0 | 0 | 0 | 0 | 0 | 0 | 0 | 0 | 0 | 0 | 0
| Correction value |  |  | 0 | 0 | 0 | 0 | 0 | 0 | 0 | 0 | 0 | 0 | 0 | 0 | 0
Cable Reference: | [13 empty] | 0 | 0 | 0
[14 empty] | 0 | 0 | 0
Cable | Supply From |  | Origin panel ref | [10 empty] | 0 | 0 | 0
| Supply To |  | End point ref | [10 empty] | 0 | 0 | 0
| Cable Type | [12 empty] | 0 | 0 | 0
| No. of Cores | [12 empty] | 0 | 0 | 0
| Cross Sectional Area | [12 empty] | 0 | 0 | 0
| Cables in circuit | [12 empty] | 0 | 0 | 0
| Nominal Diameter |  |  | 0 | 0 | 0 | 0 | 0 | 0 | 0 | 0 | 0 | 0 | 0 | 0 | 0
| Minimum Bend Radius |  |  | 0 | 0 | 0 | 0 | 0 | 0 | 0 | 0 | 0 | 0 | 0 | 0 | 0
| Installation allowance |  | mm per cable | [10 empty] | 0 | 0 | 0
| Cable Weight |  | Kg/M | 0 | 0 | 0 | 0 | 0 | 0 | 0 | 0 | 0 | 0 | 0 | 0 | 0
Installation Arrangement | Arrangement | Cable Spacing | Single/Trefoil/Quad | [10 empty] | 0 | 0 | 0
| Cleat Width | Cleat Width |  | 0 | 0 | 0 | 0 | 0 | 0 | 0 | 0 | 0 | 0 | 0 | 0 | 0
| Correction value |  |  | 0 | 0 | 0 | 0 | 0 | 0 | 0 | 0 | 0 | 0 | 0 | 0 | 0
Cable Reference: | [13 empty] | 0 | 0 | 0
Cable | Supply From |  | Origin panel ref
| Supply To |  | End point ref
Cable Type
No. of Cores
Cross Sectional Area
Cables in circuit
| Nominal Diameter |  |  | 0 | 0 | 0 | 0 | 0 | 0 | 0 | 0 | 0 | 0
| Minimum Bend Radius |  |  | 0 | 0 | 0 | 0 | 0 | 0 | 0 | 0 | 0 | 0
| Installation allowance |  | mm per cable
| Cable Weight |  | Kg/M | 0 | 0 | 0 | 0 | 0 | 0 | 0 | 0 | 0 | 0
Installation Arrangement | Arrangement | Cable Spacing | Single/Trefoil/Quad
| Cleat Width | Cleat Width |  | 0 | 0 | 0 | 0 | 0 | 0 | 0 | 0 | 0 | 0
| Correction value |  |  | 0 | 0 | 0 | 0 | 0 | 0 | 0 | 0 | 0 | 0
Type/Weight | Containment Type
| Duty |  |  |  |  | Notes:
| Containment |  | Kg/M | 0
| Cable(s) |  | Kg/M | 0
| Total Weight |  | Kg/M | 0
Containment Size | Spare capacity |  | % | 30%
| Tray Space Required. |  | mm | 0
| Tray Space Inc. Spare |  | mm | 0
| Minimum Size |  | Width | 0
General | Containment Table Ref.
| Floor Level | [12 empty] | 0
Cable Reference: | [13 empty] | From | To | Cable Reference | Containment logic calc
[14 empty] | 0 | 0 | 0
Cable | Supply From |  | Origin panel ref | [10 empty] | 0 | 0 | 0 | 0 | 0
| Supply To |  | End point ref | [10 empty] | 0 | 0 | 0 | TRUE | TRUE
| Cable Type | [12 empty] | 0 | 0 | 0 | 0 | 0
| No. of Cores | [12 empty] | 0 | 0 | 0 | TRUE | TRUE
| Cross Sectional Area | [12 empty] | 0 | 0 | 0 | 0 | 0
| Cables in circuit | [12 empty] | 0 | 0 | 0 | TRUE | TRUE
| Nominal Diameter |  |  | 0 | 0 | 0 | 0 | 0 | 0 | 0 | 0 | 0 | 0 | 0 | 0 | 0 | 0 | 0
| Minimum Bend Radius |  |  | 0 | 0 | 0 | 0 | 0 | 0 | 0 | 0 | 0 | 0 | 0 | 0 | 0 | TRUE | TRUE
| Installation allowance |  | mm per cable | [10 empty] | 0 | 0 | 0 | 0 | TRUE
| Cable Weight |  | Kg/M | 0 | 0 | 0 | 0 | 0 | 0 | 0 | 0 | 0 | 0 | 0 | 0 | 0
Installation Arrangement | Arrangement | Cable Spacing | Single/Trefoil/Quad | [10 empty] | 0 | 0 | 0
| Cleat Width | Cleat Width |  | 0 | 0 | 0 | 0 | 0 | 0 | 0 | 0 | 0 | 0 | 0 | 0 | 0
| Correction value |  |  | 0 | 0 | 0 | 0 | 0 | 0 | 0 | 0 | 0 | 0 | 0 | 0 | 0
Cable Reference: | [13 empty] | 0 | 0 | 0
[14 empty] | 0 | 0 | 0
Cable | Supply From |  | Origin panel ref | [10 empty] | 0 | 0 | 0
| Supply To |  | End point ref | [10 empty] | 0 | 0 | 0
| Cable Type | [12 empty] | 0 | 0 | 0
| No. of Cores | [12 empty] | 0 | 0 | 0
| Cross Sectional Area | [12 empty] | 0 | 0 | 0
| Cables in circuit | [12 empty] | 0 | 0 | 0
| Nominal Diameter |  |  | 0 | 0 | 0 | 0 | 0 | 0 | 0 | 0 | 0 | 0 | 0 | 0 | 0
| Minimum Bend Radius |  |  | 0 | 0 | 0 | 0 | 0 | 0 | 0 | 0 | 0 | 0 | 0 | 0 | 0
| Installation allowance |  | mm per cable | [10 empty] | 0 | 0 | 0
| Cable Weight |  | Kg/M | 0 | 0 | 0 | 0 | 0 | 0 | 0 | 0 | 0 | 0 | 0 | 0 | 0
Installation Arrangement | Arrangement | Cable Spacing | Single/Trefoil/Quad | [10 empty] | 0 | 0 | 0
| Cleat Width | Cleat Width |  | 0 | 0 | 0 | 0 | 0 | 0 | 0 | 0 | 0 | 0 | 0 | 0 | 0
| Correction value |  |  | 0 | 0 | 0 | 0 | 0 | 0 | 0 | 0 | 0 | 0 | 0 | 0 | 0
Cable Reference: | [13 empty] | 0 | 0 | 0
Cable | Supply From |  | Origin panel ref
| Supply To |  | End point ref
Cable Type
No. of Cores
Cross Sectional Area
Cables in circuit
| Nominal Diameter |  |  | 0 | 0 | 0 | 0 | 0 | 0 | 0 | 0 | 0 | 0
| Minimum Bend Radius |  |  | 0 | 0 | 0 | 0 | 0 | 0 | 0 | 0 | 0 | 0
| Installation allowance |  | mm per cable
| Cable Weight |  | Kg/M | 0 | 0 | 0 | 0 | 0 | 0 | 0 | 0 | 0 | 0
Installation Arrangement | Arrangement | Cable Spacing | Single/Trefoil/Quad
| Cleat Width | Cleat Width |  | 0 | 0 | 0 | 0 | 0 | 0 | 0 | 0 | 0 | 0
| Correction value |  |  | 0 | 0 | 0 | 0 | 0 | 0 | 0 | 0 | 0 | 0
Type/Weight | Containment Type
| Duty |  |  |  |  | Notes:
| Containment |  | Kg/M | 0
| Cable(s) |  | Kg/M | 0
| Total Weight |  | Kg/M | 0
Containment Size | Spare capacity |  | % | 30%
| Tray Space Required. |  | mm | 0
| Tray Space Inc. Spare |  | mm | 0
| Minimum Size |  | Width | 0
General | Containment Table Ref.
| Floor Level | [12 empty] | 0
Cable Reference: | [13 empty] | From | To | Cable Reference | Containment logic calc
[14 empty] | 0 | 0 | 0
Cable | Supply From |  | Origin panel ref | [10 empty] | 0 | 0 | 0 | 0 | 0
| Supply To |  | End point ref | [10 empty] | 0 | 0 | 0 | TRUE | TRUE
| Cable Type | [12 empty] | 0 | 0 | 0 | 0 | 0
| No. of Cores | [12 empty] | 0 | 0 | 0 | TRUE | TRUE
| Cross Sectional Area | [12 empty] | 0 | 0 | 0 | 0 | 0
| Cables in circuit | [12 empty] | 0 | 0 | 0 | TRUE | TRUE
| Nominal Diameter |  |  | 0 | 0 | 0 | 0 | 0 | 0 | 0 | 0 | 0 | 0 | 0 | 0 | 0 | 0 | 0
| Minimum Bend Radius |  |  | 0 | 0 | 0 | 0 | 0 | 0 | 0 | 0 | 0 | 0 | 0 | 0 | 0 | TRUE | TRUE
| Installation allowance |  | mm per cable | [10 empty] | 0 | 0 | 0 | 0 | TRUE
| Cable Weight |  | Kg/M | 0 | 0 | 0 | 0 | 0 | 0 | 0 | 0 | 0 | 0 | 0 | 0 | 0
Installation Arrangement | Arrangement | Cable Spacing | Single/Trefoil/Quad | [10 empty] | 0 | 0 | 0
| Cleat Width | Cleat Width |  | 0 | 0 | 0 | 0 | 0 | 0 | 0 | 0 | 0 | 0 | 0 | 0 | 0
| Correction value |  |  | 0 | 0 | 0 | 0 | 0 | 0 | 0 | 0 | 0 | 0 | 0 | 0 | 0
Cable Reference: | [13 empty] | 0 | 0 | 0
[14 empty] | 0 | 0 | 0
Cable | Supply From |  | Origin panel ref | [10 empty] | 0 | 0 | 0
| Supply To |  | End point ref | [10 empty] | 0 | 0 | 0
| Cable Type | [12 empty] | 0 | 0 | 0
| No. of Cores | [12 empty] | 0 | 0 | 0
| Cross Sectional Area | [12 empty] | 0 | 0 | 0
| Cables in circuit | [12 empty] | 0 | 0 | 0
| Nominal Diameter |  |  | 0 | 0 | 0 | 0 | 0 | 0 | 0 | 0 | 0 | 0 | 0 | 0 | 0
| Minimum Bend Radius |  |  | 0 | 0 | 0 | 0 | 0 | 0 | 0 | 0 | 0 | 0 | 0 | 0 | 0
| Installation allowance |  | mm per cable | [10 empty] | 0 | 0 | 0
| Cable Weight |  | Kg/M | 0 | 0 | 0 | 0 | 0 | 0 | 0 | 0 | 0 | 0 | 0 | 0 | 0
Installation Arrangement | Arrangement | Cable Spacing | Single/Trefoil/Quad | [10 empty] | 0 | 0 | 0
| Cleat Width | Cleat Width |  | 0 | 0 | 0 | 0 | 0 | 0 | 0 | 0 | 0 | 0 | 0 | 0 | 0
| Correction value |  |  | 0 | 0 | 0 | 0 | 0 | 0 | 0 | 0 | 0 | 0 | 0 | 0 | 0
Cable Reference: | [13 empty] | 0 | 0 | 0
Cable | Supply From |  | Origin panel ref
| Supply To |  | End point ref
Cable Type
No. of Cores
Cross Sectional Area
Cables in circuit
| Nominal Diameter |  |  | 0 | 0 | 0 | 0 | 0 | 0 | 0 | 0 | 0 | 0
| Minimum Bend Radius |  |  | 0 | 0 | 0 | 0 | 0 | 0 | 0 | 0 | 0 | 0
| Installation allowance |  | mm per cable
| Cable Weight |  | Kg/M | 0 | 0 | 0 | 0 | 0 | 0 | 0 | 0 | 0 | 0
Installation Arrangement | Arrangement | Cable Spacing | Single/Trefoil/Quad
| Cleat Width | Cleat Width |  | 0 | 0 | 0 | 0 | 0 | 0 | 0 | 0 | 0 | 0
| Correction value |  |  | 0 | 0 | 0 | 0 | 0 | 0 | 0 | 0 | 0 | 0
Type/Weight | Containment Type
| Duty |  |  |  |  | Notes:
| Containment |  | Kg/M | 0
| Cable(s) |  | Kg/M | 0
| Total Weight |  | Kg/M | 0
Containment Size | Spare capacity |  | % | 30%
| Tray Space Required. |  | mm | 0
| Tray Space Inc. Spare |  | mm | 0
| Minimum Size |  | Width | 0
General | Containment Table Ref.
| Floor Level | [12 empty] | 0
Cable Reference: | [13 empty] | From | To | Cable Reference | Containment logic calc
[14 empty] | 0 | 0 | 0
Cable | Supply From |  | Origin panel ref | [10 empty] | 0 | 0 | 0 | 0 | 0
| Supply To |  | End point ref | [10 empty] | 0 | 0 | 0 | TRUE | TRUE
| Cable Type | [12 empty] | 0 | 0 | 0 | 0 | 0
| No. of Cores | [12 empty] | 0 | 0 | 0 | TRUE | TRUE
| Cross Sectional Area | [12 empty] | 0 | 0 | 0 | 0 | 0
| Cables in circuit | [12 empty] | 0 | 0 | 0 | TRUE | TRUE
| Nominal Diameter |  |  | 0 | 0 | 0 | 0 | 0 | 0 | 0 | 0 | 0 | 0 | 0 | 0 | 0 | 0 | 0
| Minimum Bend Radius |  |  | 0 | 0 | 0 | 0 | 0 | 0 | 0 | 0 | 0 | 0 | 0 | 0 | 0 | TRUE | TRUE
| Installation allowance |  | mm per cable | [10 empty] | 0 | 0 | 0 | 0 | TRUE
| Cable Weight |  | Kg/M | 0 | 0 | 0 | 0 | 0 | 0 | 0 | 0 | 0 | 0 | 0 | 0 | 0
Installation Arrangement | Arrangement | Cable Spacing | Single/Trefoil/Quad | [10 empty] | 0 | 0 | 0
| Cleat Width | Cleat Width |  | 0 | 0 | 0 | 0 | 0 | 0 | 0 | 0 | 0 | 0 | 0 | 0 | 0
| Correction value |  |  | 0 | 0 | 0 | 0 | 0 | 0 | 0 | 0 | 0 | 0 | 0 | 0 | 0
Cable Reference: | [13 empty] | 0 | 0 | 0
[14 empty] | 0 | 0 | 0
Cable | Supply From |  | Origin panel ref | [10 empty] | 0 | 0 | 0
| Supply To |  | End point ref | [10 empty] | 0 | 0 | 0
| Cable Type | [12 empty] | 0 | 0 | 0
| No. of Cores | [12 empty] | 0 | 0 | 0
| Cross Sectional Area | [12 empty] | 0 | 0 | 0
| Cables in circuit | [12 empty] | 0 | 0 | 0
| Nominal Diameter |  |  | 0 | 0 | 0 | 0 | 0 | 0 | 0 | 0 | 0 | 0 | 0 | 0 | 0
| Minimum Bend Radius |  |  | 0 | 0 | 0 | 0 | 0 | 0 | 0 | 0 | 0 | 0 | 0 | 0 | 0
| Installation allowance |  | mm per cable | [10 empty] | 0 | 0 | 0
| Cable Weight |  | Kg/M | 0 | 0 | 0 | 0 | 0 | 0 | 0 | 0 | 0 | 0 | 0 | 0 | 0
Installation Arrangement | Arrangement | Cable Spacing | Single/Trefoil/Quad | [10 empty] | 0 | 0 | 0
| Cleat Width | Cleat Width |  | 0 | 0 | 0 | 0 | 0 | 0 | 0 | 0 | 0 | 0 | 0 | 0 | 0
| Correction value |  |  | 0 | 0 | 0 | 0 | 0 | 0 | 0 | 0 | 0 | 0 | 0 | 0 | 0
Cable Reference: | [13 empty] | 0 | 0 | 0
Cable | Supply From |  | Origin panel ref
| Supply To |  | End point ref
Cable Type
No. of Cores
Cross Sectional Area
Cables in circuit
| Nominal Diameter |  |  | 0 | 0 | 0 | 0 | 0 | 0 | 0 | 0 | 0 | 0
| Minimum Bend Radius |  |  | 0 | 0 | 0 | 0 | 0 | 0 | 0 | 0 | 0 | 0
| Installation allowance |  | mm per cable
| Cable Weight |  | Kg/M | 0 | 0 | 0 | 0 | 0 | 0 | 0 | 0 | 0 | 0
Installation Arrangement | Arrangement | Cable Spacing | Single/Trefoil/Quad
| Cleat Width | Cleat Width |  | 0 | 0 | 0 | 0 | 0 | 0 | 0 | 0 | 0 | 0
| Correction value |  |  | 0 | 0 | 0 | 0 | 0 | 0 | 0 | 0 | 0 | 0
Type/Weight | Containment Type
| Duty |  |  |  |  | Notes:
| Containment |  | Kg/M | 0
| Cable(s) |  | Kg/M | 0
| Total Weight |  | Kg/M | 0
Containment Size | Spare capacity |  | % | 30%
| Tray Space Required. |  | mm | 0
| Tray Space Inc. Spare |  | mm | 0
| Minimum Size |  | Width | 0
General | Containment Table Ref.
| Floor Level | [12 empty] | 0
Cable Reference: | [13 empty] | From | To | Cable Reference | Containment logic calc
[14 empty] | 0 | 0 | 0
Cable | Supply From |  | Origin panel ref | [10 empty] | 0 | 0 | 0 | 0 | 0
| Supply To |  | End point ref | [10 empty] | 0 | 0 | 0 | TRUE | TRUE
| Cable Type | [12 empty] | 0 | 0 | 0 | 0 | 0
| No. of Cores | [12 empty] | 0 | 0 | 0 | TRUE | TRUE
| Cross Sectional Area | [12 empty] | 0 | 0 | 0 | 0 | 0
| Cables in circuit | [12 empty] | 0 | 0 | 0 | TRUE | TRUE
| Nominal Diameter |  |  | 0 | 0 | 0 | 0 | 0 | 0 | 0 | 0 | 0 | 0 | 0 | 0 | 0 | 0 | 0
| Minimum Bend Radius |  |  | 0 | 0 | 0 | 0 | 0 | 0 | 0 | 0 | 0 | 0 | 0 | 0 | 0 | TRUE | TRUE
| Installation allowance |  | mm per cable | [10 empty] | 0 | 0 | 0 | 0 | TRUE
| Cable Weight |  | Kg/M | 0 | 0 | 0 | 0 | 0 | 0 | 0 | 0 | 0 | 0 | 0 | 0 | 0
Installation Arrangement | Arrangement | Cable Spacing | Single/Trefoil/Quad | [10 empty] | 0 | 0 | 0
| Cleat Width | Cleat Width |  | 0 | 0 | 0 | 0 | 0 | 0 | 0 | 0 | 0 | 0 | 0 | 0 | 0
| Correction value |  |  | 0 | 0 | 0 | 0 | 0 | 0 | 0 | 0 | 0 | 0 | 0 | 0 | 0
Cable Reference: | [13 empty] | 0 | 0 | 0
[14 empty] | 0 | 0 | 0
Cable | Supply From |  | Origin panel ref | [10 empty] | 0 | 0 | 0
| Supply To |  | End point ref | [10 empty] | 0 | 0 | 0
| Cable Type | [12 empty] | 0 | 0 | 0
| No. of Cores | [12 empty] | 0 | 0 | 0
| Cross Sectional Area | [12 empty] | 0 | 0 | 0
| Cables in circuit | [12 empty] | 0 | 0 | 0
| Nominal Diameter |  |  | 0 | 0 | 0 | 0 | 0 | 0 | 0 | 0 | 0 | 0 | 0 | 0 | 0
| Minimum Bend Radius |  |  | 0 | 0 | 0 | 0 | 0 | 0 | 0 | 0 | 0 | 0 | 0 | 0 | 0
| Installation allowance |  | mm per cable | [10 empty] | 0 | 0 | 0
| Cable Weight |  | Kg/M | 0 | 0 | 0 | 0 | 0 | 0 | 0 | 0 | 0 | 0 | 0 | 0 | 0
Installation Arrangement | Arrangement | Cable Spacing | Single/Trefoil/Quad | [10 empty] | 0 | 0 | 0
| Cleat Width | Cleat Width |  | 0 | 0 | 0 | 0 | 0 | 0 | 0 | 0 | 0 | 0 | 0 | 0 | 0
| Correction value |  |  | 0 | 0 | 0 | 0 | 0 | 0 | 0 | 0 | 0 | 0 | 0 | 0 | 0
Cable Reference: | [13 empty] | 0 | 0 | 0
Cable | Supply From |  | Origin panel ref
| Supply To |  | End point ref
Cable Type
No. of Cores
Cross Sectional Area
Cables in circuit
| Nominal Diameter |  |  | 0 | 0 | 0 | 0 | 0 | 0 | 0 | 0 | 0 | 0
| Minimum Bend Radius |  |  | 0 | 0 | 0 | 0 | 0 | 0 | 0 | 0 | 0 | 0
| Installation allowance |  | mm per cable
| Cable Weight |  | Kg/M | 0 | 0 | 0 | 0 | 0 | 0 | 0 | 0 | 0 | 0
Installation Arrangement | Arrangement | Cable Spacing | Single/Trefoil/Quad
| Cleat Width | Cleat Width |  | 0 | 0 | 0 | 0 | 0 | 0 | 0 | 0 | 0 | 0
| Correction value |  |  | 0 | 0 | 0 | 0 | 0 | 0 | 0 | 0 | 0 | 0
Type/Weight | Containment Type
| Duty |  |  |  |  | Notes:
| Containment |  | Kg/M | 0
| Cable(s) |  | Kg/M | 0
| Total Weight |  | Kg/M | 0
Containment Size | Spare capacity |  | % | 30%
| Tray Space Required. |  | mm | 0
| Tray Space Inc. Spare |  | mm | 0
| Minimum Size |  | Width | 0

## Exports
DO NOT INSERT/DELETE ROWS OR COLUMNS
Stage 4 - Large outputs: |  |  | Stage 4 - Medium outputs: |  |  | Stage 4 - Small outputs:
0 |  |  | [BDF-1-A-02] |  |  | [BDF-1-A-01]
From | To | Cable Reference | From | To | Cable Reference | From | To | Cable Reference
0 | 0 | 0 | PDU-N1-3 | RB-BDF1-02-2A | PDU-N1-3-2 | PDU-N1-3 | RB-BDF1-02-2A | PDU-N1-3-2
0 | 0 | 0 | PDU-N1-3 | RB-BDF1-02-2A | PDU-N1-3-2 (CPC) | PDU-N1-3 | RB-BDF1-02-2A | PDU-N1-3-2 (CPC)
0 | 0 | 0 | PDU-N1-3 | RB-BDF1-03-1A | PDU-N1-3-3 | PDU-N1-3 | RB-BDF1-03-1A | PDU-N1-3-3
0 | 0 | 0 | PDU-N1-3 | RB-BDF1-03-1A | PDU-N1-3-3 (CPC) | PDU-N1-3 | RB-BDF1-03-1A | PDU-N1-3-3 (CPC)
0 | 0 | 0 | PDU-N1-4 | RB-BDF1-03-3A | PDU-N1-4-3 | PDU-N1-4 | RB-BDF1-03-3A | PDU-N1-4-3
0 | 0 | 0 | PDU-N1-4 | RB-BDF1-03-3A | PDU-N1-4-3 (CPC) | PDU-N1-4 | RB-BDF1-03-3A | PDU-N1-4-3 (CPC)
0 | 0 | 0 | PDU-N1-5 | RB-BDF1-02-4A | PDU-N1-5-1 | PDU-N1-5 | RB-BDF1-02-4A | PDU-N1-5-1
0 | 0 | 0 | PDU-N1-5 | RB-BDF1-02-4A | PDU-N1-5-1 (CPC) | PDU-N1-5 | RB-BDF1-02-4A | PDU-N1-5-1 (CPC)
0 | 0 | 0 | PDU-N3-5 | RB-BDF1-03-2A | PDU-N3-5-1 | 0 | 0 | 0
0 | 0 | 0 | PDU-N3-5 | RB-BDF1-03-2A | PDU-N3-5-1 (CPC) | 0 | 0 | 0
0 | 0 | 0 | PDU-N3-6 | RB-BDF1-03-4A | PDU-N3-6-2 | 0 | 0 | 0
0 | 0 | 0 | PDU-N3-6 | RB-BDF1-03-4A | PDU-N3-6-2 (CPC) | 0 | 0 | 0
0 | 0 | 0 | PDU-N3-6 | RB-BDF1-02-1A | PDU-N3-6-3 | 0 | 0 | 0
0 | 0 | 0 | PDU-N3-6 | RB-BDF1-02-1A | PDU-N3-6-3 (CPC) | 0 | 0 | 0
0 | 0 | 0 | PDU-N3-3 | RB-BDF1-02-4B | PDU-N3-3-2 | 0 | 0 | 0
0 | 0 | 0 | PDU-N3-3 | RB-BDF1-02-4B | PDU-N3-3-2 CPC | 0 | 0 | 0
0 | 0 | 0 | 0 | 0 | 0 | 0 | 0 | 0
0 | 0 | 0 | 0 | 0 | 0 | 0 | 0 | 0
0 | 0 | 0 | 0 | 0 | 0 | 0 | 0 | 0
0 | 0 | 0 | 0 | 0 | 0 | 0 | 0 | 0
0 | 0 | 0 | 0 | 0 | 0 | 0 | 0 | 0
0 | 0 | 0 | 0 | 0 | 0 | 0 | 0 | 0
0 | 0 | 0 | 0 | 0 | 0 | 0 | 0 | 0
0 | 0 | 0 | 0 | 0 | 0 | 0 | 0 | 0
0 | 0 | 0 | 0 | 0 | 0 | [BDF-1-A-05]
0 | 0 | 0 | 0 | 0 | 0 | From | To | Cable Reference
0 | 0 | 0 | 0 | 0 | 0 | PDU-N1-3 | RB-BDF1-03-1A | PDU-N1-3-3
0 | 0 | 0 | 0 | 0 | 0 | PDU-N1-3 | RB-BDF1-03-1A | PDU-N1-3-3 (CPC)
0 | 0 | 0 | 0 | 0 | 0 | PDU-N3-6 | RB-BDF1-02-1A | PDU-N3-6-3
0 | 0 | 0 | 0 | 0 | 0 | PDU-N3-6 | RB-BDF1-02-1A | PDU-N3-6-3 (CPC)
0 | 0 | 0 | 0 | 0 | 0 | 0 | 0 | 0
0 | 0 | 0 | 0 | 0 | 0 | 0 | 0 | 0
0 | 0 | 0 | 0 | 0 | 0 | 0 | 0 | 0
0 | 0 | 0 | 0 | 0 | 0 | 0 | 0 | 0
0 | 0 | 0 | 0 | 0 | 0 | 0 | 0 | 0
0 | 0 | 0 | 0 | 0 | 0 | 0 | 0 | 0
0 | 0 | 0 | 0 | 0 | 0 | 0 | 0 | 0
0 | 0 | 0 | 0 | 0 | 0 | 0 | 0 | 0
0 | 0 | 0 | 0 | 0 | 0 | 0 | 0 | 0
0 | 0 | 0 | 0 | 0 | 0 | 0 | 0 | 0
0 | 0 | 0 | [BDF-1-A-04] |  |  | 0 | 0 | 0
0 | 0 | 0 | From | To | Cable Reference | 0 | 0 | 0
0 | 0 | 0 | PDU-N1-3 | RB-BDF1-02-2A | PDU-N1-3-2 | 0 | 0 | 0
0 | 0 | 0 | PDU-N1-3 | RB-BDF1-02-2A | PDU-N1-3-2 (CPC) | 0 | 0 | 0
0 | 0 | 0 | PDU-N1-3 | RB-BDF1-03-1A | PDU-N1-3-3 | 0 | 0 | 0
0 | 0 | 0 | PDU-N1-3 | RB-BDF1-03-1A | PDU-N1-3-3 (CPC) | 0 | 0 | 0
0 | 0 | 0 | PDU-N1-4 | RB-BDF1-03-3A | PDU-N1-4-3 | 0 | 0 | 0
0 | 0 | 0 | PDU-N1-4 | RB-BDF1-03-3A | PDU-N1-4-3 (CPC) | 0 | 0 | 0
0 | 0 | 0 | PDU-N1-5 | RB-BDF1-02-4A | PDU-N1-5-1 | 0 | 0 | 0
0 | 0 | 0 | PDU-N1-5 | RB-BDF1-02-4A | PDU-N1-5-1 (CPC) | #REF! | #REF! | #REF!
0 | 0 | 0 | PDU-N3-5 | RB-BDF1-03-2A | PDU-N3-5-1 | #REF! | #REF! | #REF!
0 | 0 | 0 | PDU-N3-5 | RB-BDF1-03-2A | PDU-N3-5-1 (CPC) | #REF!
0 | 0 | 0 | PDU-N3-6 | RB-BDF1-03-4A | PDU-N3-6-2 | #REF! | #REF! | #REF!
0 | 0 | 0 | PDU-N3-6 | RB-BDF1-03-4A | PDU-N3-6-2 (CPC) | #REF! | #REF! | #REF!
0 | 0 | 0 | PDU-N3-6 | RB-BDF1-02-1A | PDU-N3-6-3 | #REF! | #REF! | #REF!
0 |  |  | PDU-N3-6 | RB-BDF1-02-1A | PDU-N3-6-3 (CPC) | #REF! | #REF! | #REF!
From | To | Cable Reference | PDU-N3-3 | RB-BDF1-02-4B | PDU-N3-3-2 | #REF! | #REF! | #REF!
0 | 0 | 0 | PDU-N3-3 | RB-BDF1-02-4B | PDU-N3-3-2 CPC | #REF! | #REF! | #REF!
0 | 0 | 0 | 0 | 0 | 0 | #REF! | #REF! | #REF!
0 | 0 | 0 | 0 | 0 | 0 | #REF! | #REF! | #REF!
0 | 0 | 0 | 0 | 0 | 0 | #REF! | #REF! | #REF!
0 | 0 | 0 | 0 | 0 | 0 | #REF! | #REF! | #REF!
0 | 0 | 0 | 0 | 0 | 0 | #REF! | #REF! | #REF!
0 | 0 | 0 | 0 | 0 | 0 | #REF! | #REF! | #REF!
0 | 0 | 0 | 0 | 0 | 0 | #REF! | #REF! | #REF!
0 | 0 | 0 | 0 | 0 | 0 | #REF! | #REF! | #REF!
0 | 0 | 0 | 0 | 0 | 0 | #REF! | #REF! | #REF!
0 | 0 | 0 | 0 | 0 | 0 | #REF! | #REF! | #REF!
0 | 0 | 0 | 0 | 0 | 0 | #REF! | #REF! | #REF!
0 | 0 | 0 | 0 | 0 | 0 | #REF! | #REF! | #REF!
0 | 0 | 0 | 0 | 0 | 0 | #REF! | #REF! | #REF!
0 | 0 | 0 | 0 | 0 | 0 | #REF! | #REF! | #REF!
0 | 0 | 0 | 0 | 0 | 0 | #REF! | #REF! | #REF!
0 | 0 | 0 | 0 | 0 | 0 | #REF! | #REF! | #REF!
0 | 0 | 0 | 0 | 0 | 0 | #REF! | #REF! | #REF!
0 | 0 | 0 | 0 | 0 | 0 | #REF! | #REF! | #REF!
0 | 0 | 0 | 0 | 0 | 0 | 0 | 0 | 0
0 | 0 | 0 | 0 | 0 | 0 | 0 | 0 | 0
0 | 0 | 0 | 0 | 0 | 0 | [BDF-1-A-07]
0 | 0 | 0 | 0 | 0 | 0 | From | To | Cable Reference
0 | 0 | 0 | 0 | 0 | 0 | PDU-N1-3 | RB-BDF1-02-2A | PDU-N1-3-2
0 | 0 | 0 | 0 | 0 | 0 | PDU-N1-3 | RB-BDF1-02-2A | PDU-N1-3-2 (CPC)
0 | 0 | 0 | [BDF-1-A-06] |  |  | PDU-N3-5 | RB-BDF1-03-2A | PDU-N3-5-1 (CPC)
0 | 0 | 0 | From | To | Cable Reference | PDU-N3-6 | RB-BDF1-02-1A | PDU-N3-6-2
0 | 0 | 0 | PDU-N1-3 | RB-BDF1-02-2A | PDU-N1-3-2 | 0 | 0 | 0
0 | 0 | 0 | PDU-N1-3 | RB-BDF1-02-2A | PDU-N1-3-2 (CPC) | 0 | 0 | 0
0 | 0 | 0 | PDU-N1-4 | RB-BDF1-03-3A | PDU-N1-4-3 | 0 | 0 | 0
0 | 0 | 0 | PDU-N1-4 | RB-BDF1-03-3A | PDU-N1-4-3 (CPC) | 0 | 0 | 0
0 | 0 | 0 | PDU-N1-5 | RB-BDF1-02-4A | PDU-N1-5-1 | 0 | 0 | 0
0 | 0 | 0 | PDU-N1-5 | RB-BDF1-02-4A | PDU-N1-5-1 (CPC) | 0 | 0 | 0
0 | 0 | 0 | PDU-N3-5 | RB-BDF1-03-2A | PDU-N3-5-1 | 0 | 0 | 0
0 | 0 | 0 | PDU-N3-5 | RB-BDF1-03-2A | PDU-N3-5-1 (CPC) | 0 | 0 | 0
0 | 0 | 0 | PDU-N3-3 | RB-BDF1-02-4B | PDU-N3-3-2 | 0 | 0 | 0
0 | 0 | 0 | PDU-N3-3 | RB-BDF1-02-4B | PDU-N3-3-2 CPC | 0 | 0 | 0
0 | 0 | 0 | PDU-N3-6 | RB-BDF1-03-4A | PDU-N3-6-2 | 0 | 0 | 0
0 | 0 | 0 | PDU-N3-6 | RB-BDF1-03-4A | PDU-N3-6-2 (CPC) | 0 | 0 | 0
0 | 0 | 0 | 0 | 0 | 0 | 0 | 0 | 0
0 | 0 | 0 | 0 | 0 | 0 | 0 | 0 | 0
0 | 0 | 0 | 0 | 0 | 0 | 0 | 0 | 0
0 | 0 | 0 | 0 | 0 | 0 | 0 | 0 | 0
0 | 0 | 0 | 0 | 0 | 0 | 0 | 0 | 0
0 | 0 | 0 | 0 | 0 | 0 | 0 | 0 | 0
0 | 0 | 0 | 0 | 0 | 0 | 0 | 0 | 0
0 | 0 | 0 | 0 | 0 | 0 | 0 | 0 | 0
0 | 0 | 0 | 0 | 0 | 0 | 0 | 0 | 0
0 | 0 | 0 | 0 | 0 | 0 | [BDF-1-A-08]
0 | 0 | 0 | 0 | 0 | 0 | From | To | Cable Reference
0 | 0 | 0 | 0 | 0 | 0 | PDU-N1-4 | RB-BDF1-03-3A | PDU-N1-4-3
0 | 0 | 0 | 0 | 0 | 0 | PDU-N1-4 | RB-BDF1-03-3A | PDU-N1-4-3 (CPC)
0 | 0 | 0 | 0 | 0 | 0 | PDU-N1-5 | RB-BDF1-02-4A | PDU-N1-5-1
0 | 0 | 0 | 0 | 0 | 0 | PDU-N1-5 | RB-BDF1-02-4A | PDU-N1-5-1 (CPC)
0 | 0 | 0 | 0 | 0 | 0 | PDU-N3-3 | RB-BDF1-02-4B | PDU-N3-3-2
0 |  |  | 0 | 0 | 0 | PDU-N3-3 | RB-BDF1-02-4B | PDU-N3-3-2 CPC
From | To | Cable Reference | 0 | 0 | 0 | PDU-N3-6 | RB-BDF1-03-4A | PDU-N3-6-2
0 | 0 | 0 | 0 | 0 | 0 | PDU-N3-6 | RB-BDF1-03-4A | PDU-N3-6-2 (CPC)
0 | 0 | 0 | 0 | 0 | 0 | 0 | 0 | 0
0 | 0 | 0 | 0 | 0 | 0 | 0 | 0 | 0
0 | 0 | 0 | 0 | 0 | 0 | 0 | 0 | 0
0 | 0 | 0 | 0 | 0 | 0 | 0 | 0 | 0
0 | 0 | 0 | 0 | 0 | 0 | 0 | 0 | 0
0 | 0 | 0 | 0 | 0 | 0 | 0 | 0 | 0
0 | 0 | 0 | 0 | 0 | 0 | 0 | 0 | 0
0 | 0 | 0 | #REF! | #REF! | #REF! | 0 | 0 | 0
0 | 0 | 0 | #REF! | #REF! | #REF! | 0 | 0 | 0
0 | 0 | 0 | #REF! |  |  | 0 | 0 | 0
0 | 0 | 0 | #REF! | #REF! | #REF! | 0 | 0 | 0
0 | 0 | 0 | #REF! | #REF! | #REF! | 0 | 0 | 0
0 | 0 | 0 | #REF! | #REF! | #REF! | 0 | 0 | 0
0 | 0 | 0 | #REF! | #REF! | #REF! | 0 | 0 | 0
0 | 0 | 0 | #REF! | #REF! | #REF! | 0 | 0 | 0
0 | 0 | 0 | #REF! | #REF! | #REF! | 0 | 0 | 0
0 | 0 | 0 | #REF! | #REF! | #REF! | 0 | 0 | 0
0 | 0 | 0 | #REF! | #REF! | #REF! | [BDF-1-A-09]
0 | 0 | 0 | #REF! | #REF! | #REF! | From | To | Cable Reference
0 | 0 | 0 | #REF! | #REF! | #REF! | PDU-N1-4 | RB-BDF1-03-3A | PDU-N1-4-3
0 | 0 | 0 | #REF! | #REF! | #REF! | PDU-N1-4 | RB-BDF1-03-3A | PDU-N1-4-3 (CPC)
0 | 0 | 0 | #REF! | #REF! | #REF! | 0 | 0 | 0
0 | 0 | 0 | #REF! | #REF! | #REF! | 0 | 0 | 0
0 | 0 | 0 | #REF! | #REF! | #REF! | 0 | 0 | 0
0 | 0 | 0 | #REF! | #REF! | #REF! | 0 | 0 | 0
0 | 0 | 0 | #REF! | #REF! | #REF! | 0 | 0 | 0
0 | 0 | 0 | #REF! | #REF! | #REF! | 0 | 0 | 0
0 | 0 | 0 | #REF! | #REF! | #REF! | 0 | 0 | 0
0 | 0 | 0 | #REF! | #REF! | #REF! | 0 | 0 | 0
0 | 0 | 0 | #REF! | #REF! | #REF! | 0 | 0 | 0
0 | 0 | 0 | #REF! | #REF! | #REF! | 0 | 0 | 0
0 | 0 | 0 | #REF! | #REF! | #REF! | 0 | 0 | 0
0 | 0 | 0 | #REF! | #REF! | #REF! | 0 | 0 | 0
0 | 0 | 0 | #REF! | #REF! | #REF! | 0 | 0 | 0
0 | 0 | 0 | #REF! | #REF! | #REF! | 0 | 0 | 0
0 | 0 | 0 | #REF! | #REF! | #REF! | 0 | 0 | 0
0 | 0 | 0 | #REF! | #REF! | #REF! | 0 | 0 | 0
0 | 0 | 0 | #REF! | #REF! | #REF! | 0 | 0 | 0
0 | 0 | 0 | #REF! | #REF! | #REF! | 0 | 0 | 0
0 | 0 | 0 | #REF! | #REF! | #REF! | 0 | 0 | 0
0 | 0 | 0 | #REF! | #REF! | #REF! | 0 | 0 | 0
0 | 0 | 0 | #REF! | #REF! | #REF! | 0 | 0 | 0
0 | 0 | 0 | #REF! | #REF! | #REF! | 0 | 0 | 0
0 | 0 | 0 | #REF! | #REF! | #REF! | 0 | 0 | 0
0 | 0 | 0 | #REF! | #REF! | #REF! | [BDF-1-A-10]
0 | 0 | 0 | #REF! | #REF! | #REF! | From | To | Cable Reference
0 | 0 | 0 | #REF! | #REF! | #REF! | PDU-N1-5 | RB-BDF1-02-4A | PDU-N1-5-1
0 | 0 | 0 | #REF! | #REF! | #REF! | PDU-N1-5 | RB-BDF1-02-4A | PDU-N1-5-1 (CPC)
0 | 0 | 0 | #REF! | #REF! | #REF! | PDU-N3-3 | RB-BDF1-02-4B | PDU-N3-3-2
0 | 0 | 0 | 0 | 0 | 0 | PDU-N3-3 | RB-BDF1-02-4B | PDU-N3-3-2 CPC
0 | 0 | 0 | 0 | 0 | 0 | PDU-N3-6 | RB-BDF1-03-4A | PDU-N3-6-2
0 | 0 | 0 | 0 |  |  | PDU-N3-6 | RB-BDF1-03-4A | PDU-N3-6-2 (CPC)
0 | 0 | 0 | From | To | Cable Reference | 0 | 0 | 0
0 | 0 | 0 | 0 | 0 | 0 | 0 | 0 | 0
0 |  |  | 0 | 0 | 0 | 0 | 0 | 0
From | To | Cable Reference | 0 | 0 | 0 | 0 | 0 | 0
0 | 0 | 0 | 0 | 0 | 0 | 0 | 0 | 0
0 | 0 | 0 | 0 | 0 | 0 | 0 | 0 | 0
0 | 0 | 0 | 0 | 0 | 0 | 0 | 0 | 0
0 | 0 | 0 | 0 | 0 | 0 | 0 | 0 | 0
0 | 0 | 0 | 0 | 0 | 0 | 0 | 0 | 0
0 | 0 | 0 | 0 | 0 | 0 | 0 | 0 | 0
0 | 0 | 0 | 0 | 0 | 0 | 0 | 0 | 0
0 | 0 | 0 | 0 | 0 | 0 | 0 | 0 | 0
0 | 0 | 0 | 0 | 0 | 0 | 0 | 0 | 0
0 | 0 | 0 | 0 | 0 | 0 | 0 | 0 | 0
0 | 0 | 0 | 0 | 0 | 0 | 0 | 0 | 0
0 | 0 | 0 | 0 | 0 | 0 | 0 | 0 | 0
0 | 0 | 0 | 0 | 0 | 0 | 0 | 0 | 0
0 | 0 | 0 | 0 | 0 | 0 | 0 | 0 | 0
0 | 0 | 0 | 0 | 0 | 0 | 0 | 0 | 0
0 | 0 | 0 | 0 | 0 | 0 | [BDF-1-A-11]
0 | 0 | 0 | 0 | 0 | 0 | From | To | Cable Reference
0 | 0 | 0 | 0 | 0 | 0 | PDU-N1-5 | RB-BDF1-02-4A | PDU-N1-5-1
0 | 0 | 0 | 0 | 0 | 0 | PDU-N1-5 | RB-BDF1-02-4A | PDU-N1-5-1 (CPC)
0 | 0 | 0 | 0 | 0 | 0 | PDU-N3-3 | RB-BDF1-02-4B | PDU-N3-3-2
0 | 0 | 0 | 0 | 0 | 0 | PDU-N3-3 | RB-BDF1-02-4B | PDU-N3-3-2 CPC
0 | 0 | 0 | 0 | 0 | 0 | PDU-N3-6 | RB-BDF1-03-4A | PDU-N3-6-2
0 | 0 | 0 | 0 | 0 | 0 | PDU-N3-6 | RB-BDF1-03-4A | PDU-N3-6-2 (CPC)
0 | 0 | 0 | 0 | 0 | 0 | 0 | 0 | 0
0 | 0 | 0 | 0 | 0 | 0 | 0 | 0 | 0
0 | 0 | 0 | 0 | 0 | 0 | 0 | 0 | 0
0 | 0 | 0 | 0 | 0 | 0 | 0 | 0 | 0
0 | 0 | 0 | 0 | 0 | 0 | 0 | 0 | 0
0 | 0 | 0 | 0 | 0 | 0 | 0 | 0 | 0
0 | 0 | 0 | 0 | 0 | 0 | 0 | 0 | 0
0 | 0 | 0 | 0 | 0 | 0 | 0 | 0 | 0
0 | 0 | 0 | 0 | 0 | 0 | 0 | 0 | 0
0 | 0 | 0 | 0 | 0 | 0 | 0 | 0 | 0
0 | 0 | 0 | 0 | 0 | 0 | 0 | 0 | 0
0 | 0 | 0 | 0 | 0 | 0 | 0 | 0 | 0
0 | 0 | 0 | 0 | 0 | 0 | 0 | 0 | 0
0 | 0 | 0 | 0 | 0 | 0 | 0 | 0 | 0
0 | 0 | 0 | 0 |  |  | 0 | 0 | 0
0 | 0 | 0 | From | To | Cable Reference | 0 | 0 | 0
0 | 0 | 0 | 0 | 0 | 0 | 0 | 0 | 0
0 | 0 | 0 | 0 | 0 | 0 | 0 | 0 | 0
0 | 0 | 0 | 0 | 0 | 0 | #REF! | #REF! | #REF!
0 | 0 | 0 | 0 | 0 | 0 | #REF!
0 | 0 | 0 | 0 | 0 | 0 | #REF! | #REF! | #REF!
0 | 0 | 0 | 0 | 0 | 0 | #REF! | #REF! | #REF!
0 | 0 | 0 | 0 | 0 | 0 | #REF! | #REF! | #REF!
0 | 0 | 0 | 0 | 0 | 0 | #REF! | #REF! | #REF!
0 | 0 | 0 | 0 | 0 | 0 | #REF! | #REF! | #REF!
0 | 0 | 0 | 0 | 0 | 0 | #REF! | #REF! | #REF!
0 | 0 | 0 | 0 | 0 | 0 | #REF! | #REF! | #REF!
0 | 0 | 0 | 0 | 0 | 0 | #REF! | #REF! | #REF!
0 | 0 | 0 | 0 | 0 | 0 | #REF! | #REF! | #REF!
0 | 0 | 0 | 0 | 0 | 0 | #REF! | #REF! | #REF!
0 | 0 | 0 | 0 | 0 | 0 | #REF! | #REF! | #REF!
0 | 0 | 0 | 0 | 0 | 0 | #REF! | #REF! | #REF!
0 |  |  | 0 | 0 | 0 | #REF! | #REF! | #REF!
From | To | Cable Reference | 0 | 0 | 0 | #REF! | #REF! | #REF!
0 | 0 | 0 | 0 | 0 | 0 | #REF! | #REF! | #REF!
0 | 0 | 0 | 0 | 0 | 0 | #REF! | #REF! | #REF!
0 | 0 | 0 | 0 | 0 | 0 | #REF! | #REF! | #REF!
0 | 0 | 0 | 0 | 0 | 0 | #REF! | #REF! | #REF!
0 | 0 | 0 | 0 | 0 | 0 | #REF! | #REF! | #REF!
0 | 0 | 0 | 0 | 0 | 0 | #REF! | #REF! | #REF!
0 | 0 | 0 | 0 | 0 | 0 | #REF! | #REF! | #REF!
0 | 0 | 0 | 0 | 0 | 0 | #REF! | #REF! | #REF!
0 | 0 | 0 | 0 | 0 | 0 | #REF! | #REF! | #REF!
0 | 0 | 0 | 0 | 0 | 0 | #REF! | #REF! | #REF!
0 | 0 | 0 | 0 | 0 | 0 | #REF! | #REF! | #REF!
0 | 0 | 0 | 0 | 0 | 0 | 0 | 0 | 0
0 | 0 | 0 | 0 | 0 | 0 | 0
0 | 0 | 0 | 0 | 0 | 0 | From | To | Cable Reference
0 | 0 | 0 | 0 | 0 | 0 | 0 | 0 | 0
0 | 0 | 0 | 0 | 0 | 0 | 0 | 0 | 0
0 | 0 | 0 | 0 | 0 | 0 | 0 | 0 | 0
0 | 0 | 0 | 0 | 0 | 0 | 0 | 0 | 0
0 | 0 | 0 | 0 | 0 | 0 | 0 | 0 | 0
0 | 0 | 0 | 0 | 0 | 0 | 0 | 0 | 0
0 | 0 | 0 | 0 | 0 | 0 | 0 | 0 | 0
0 | 0 | 0 | 0 | 0 | 0 | 0 | 0 | 0
0 | 0 | 0 | 0 |  |  | 0 | 0 | 0
0 | 0 | 0 | From | To | Cable Reference | 0 | 0 | 0
0 | 0 | 0 | 0 | 0 | 0 | 0 | 0 | 0
0 | 0 | 0 | 0 | 0 | 0 | 0 | 0 | 0
0 | 0 | 0 | 0 | 0 | 0 | 0 | 0 | 0
0 | 0 | 0 | 0 | 0 | 0 | 0 | 0 | 0
0 | 0 | 0 | 0 | 0 | 0 | 0 | 0 | 0
0 | 0 | 0 | 0 | 0 | 0 | 0 | 0 | 0
0 | 0 | 0 | 0 | 0 | 0 | 0 | 0 | 0
0 | 0 | 0 | 0 | 0 | 0 | 0 | 0 | 0
0 | 0 | 0 | 0 | 0 | 0 | 0 | 0 | 0
0 | 0 | 0 | 0 | 0 | 0 | 0 | 0 | 0
0 | 0 | 0 | 0 | 0 | 0 | 0 | 0 | 0
0 | 0 | 0 | 0 | 0 | 0 | 0 | 0 | 0
0 | 0 | 0 | 0 | 0 | 0 | 0 | 0 | 0
0 | 0 | 0 | 0 | 0 | 0 | 0 | 0 | 0
0 | 0 | 0 | 0 | 0 | 0 | 0 | 0 | 0
0 | 0 | 0 | 0 | 0 | 0 | 0
0 | 0 | 0 | 0 | 0 | 0 | From | To | Cable Reference
0 | 0 | 0 | 0 | 0 | 0 | 0 | 0 | 0
0 | 0 | 0 | 0 | 0 | 0 | 0 | 0 | 0
0 | 0 | 0 | 0 | 0 | 0 | 0 | 0 | 0
0 | 0 | 0 | 0 | 0 | 0 | 0 | 0 | 0
0 | 0 | 0 | 0 | 0 | 0 | 0 | 0 | 0
0 | 0 | 0 | 0 | 0 | 0 | 0 | 0 | 0
0 | 0 | 0 | 0 | 0 | 0 | 0 | 0 | 0
0 | 0 | 0 | 0 | 0 | 0 | 0 | 0 | 0
0 | 0 | 0 | 0 | 0 | 0 | 0 | 0 | 0
0 | 0 | 0 | 0 | 0 | 0 | 0 | 0 | 0
0 | 0 | 0 | 0 | 0 | 0 | 0 | 0 | 0
0 | 0 | 0 | 0 | 0 | 0 | 0 | 0 | 0
0 | 0 | 0 | 0 | 0 | 0 | 0 | 0 | 0
0 | 0 | 0 | 0 | 0 | 0 | 0 | 0 | 0
0 |  |  | 0 | 0 | 0 | 0 | 0 | 0
From | To | Cable Reference | 0 | 0 | 0 | 0 | 0 | 0
0 | 0 | 0 | 0 | 0 | 0 | 0 | 0 | 0
0 | 0 | 0 | 0 | 0 | 0 | 0 | 0 | 0
0 | 0 | 0 | 0 | 0 | 0 | 0 | 0 | 0
0 | 0 | 0 | 0 | 0 | 0 | 0 | 0 | 0
0 | 0 | 0 | 0 | 0 | 0 | 0 | 0 | 0
0 | 0 | 0 | 0 | 0 | 0 | 0 | 0 | 0
0 | 0 | 0 | 0 | 0 | 0 | 0 | 0 | 0
0 | 0 | 0 | 0 |  |  | 0 | 0 | 0
0 | 0 | 0 | From | To | Cable Reference | 0 | 0 | 0
0 | 0 | 0 | 0 | 0 | 0 | 0
0 | 0 | 0 | 0 | 0 | 0 | From | To | Cable Reference
0 | 0 | 0 | 0 | 0 | 0 | 0 | 0 | 0
0 | 0 | 0 | 0 | 0 | 0 | 0 | 0 | 0
0 | 0 | 0 | 0 | 0 | 0 | 0 | 0 | 0
0 | 0 | 0 | 0 | 0 | 0 | 0 | 0 | 0
0 | 0 | 0 | 0 | 0 | 0 | 0 | 0 | 0
0 | 0 | 0 | 0 | 0 | 0 | 0 | 0 | 0
0 | 0 | 0 | 0 | 0 | 0 | 0 | 0 | 0
0 | 0 | 0 | 0 | 0 | 0 | 0 | 0 | 0
0 | 0 | 0 | 0 | 0 | 0 | 0 | 0 | 0
0 | 0 | 0 | 0 | 0 | 0 | 0 | 0 | 0
0 | 0 | 0 | 0 | 0 | 0 | 0 | 0 | 0
0 | 0 | 0 | 0 | 0 | 0 | 0 | 0 | 0
0 | 0 | 0 | 0 | 0 | 0 | 0 | 0 | 0
0 | 0 | 0 | 0 | 0 | 0 | 0 | 0 | 0
0 | 0 | 0 | 0 | 0 | 0 | 0 | 0 | 0
0 | 0 | 0 | 0 | 0 | 0 | 0 | 0 | 0
0 | 0 | 0 | 0 | 0 | 0 | 0 | 0 | 0
0 | 0 | 0 | 0 | 0 | 0 | 0 | 0 | 0
0 | 0 | 0 | 0 | 0 | 0 | 0 | 0 | 0
0 | 0 | 0 | 0 | 0 | 0 | 0 | 0 | 0
0 | 0 | 0 | 0 | 0 | 0 | 0 | 0 | 0
0 | 0 | 0 | 0 | 0 | 0 | 0 | 0 | 0
0 | 0 | 0 | 0 | 0 | 0 | 0 | 0 | 0
0 | 0 | 0 | 0 | 0 | 0 | 0 | 0 | 0
0 | 0 | 0 | 0 | 0 | 0 | 0 | 0 | 0
0 | 0 | 0 | 0 | 0 | 0 | 0
0 | 0 | 0 | 0 | 0 | 0 | From | To | Cable Reference
0 | 0 | 0 | 0 | 0 | 0 | 0 | 0 | 0
0 | 0 | 0 | 0 | 0 | 0 | 0 | 0 | 0
0 | 0 | 0 | 0 | 0 | 0 | 0 | 0 | 0
0 | 0 | 0 | 0 | 0 | 0 | 0 | 0 | 0
0 | 0 | 0 | 0 | 0 | 0 | 0 | 0 | 0
0 | 0 | 0 | 0 | 0 | 0 | 0 | 0 | 0
0 | 0 | 0 | 0 | 0 | 0 | 0 | 0 | 0
0 | 0 | 0 | 0 | 0 | 0 | 0 | 0 | 0
0 | 0 | 0 | 0 | 0 | 0 | 0 | 0 | 0
0 | 0 | 0 | 0 | 0 | 0 | 0 | 0 | 0
0 | 0 | 0 | 0 | 0 | 0 | 0 | 0 | 0
0 | 0 | 0 | 0 |  |  | 0 | 0 | 0
0 | 0 | 0 | From | To | Cable Reference | 0 | 0 | 0
0 | 0 | 0 | 0 | 0 | 0 | 0 | 0 | 0
0 | 0 | 0 | 0 | 0 | 0 | 0 | 0 | 0
0 | 0 | 0 | 0 | 0 | 0 | 0 | 0 | 0
0 | 0 | 0 | 0 | 0 | 0 | 0 | 0 | 0
0 |  |  | 0 | 0 | 0 | 0 | 0 | 0
From | To | Cable Reference | 0 | 0 | 0 | 0 | 0 | 0
0 | 0 | 0 | 0 | 0 | 0 | 0 | 0 | 0
0 | 0 | 0 | 0 | 0 | 0 | 0 | 0 | 0
0 | 0 | 0 | 0 | 0 | 0 | 0 | 0 | 0
0 | 0 | 0 | 0 | 0 | 0 | 0 | 0 | 0
0 | 0 | 0 | 0 | 0 | 0 | 0 | 0 | 0
0 | 0 | 0 | 0 | 0 | 0 | 0 | 0 | 0
0 | 0 | 0 | 0 | 0 | 0 | 0
0 | 0 | 0 | 0 | 0 | 0 | From | To | Cable Reference
0 | 0 | 0 | 0 | 0 | 0 | 0 | 0 | 0
0 | 0 | 0 | 0 | 0 | 0 | 0 | 0 | 0
0 | 0 | 0 | 0 | 0 | 0 | 0 | 0 | 0
0 | 0 | 0 | 0 | 0 | 0 | 0 | 0 | 0
0 | 0 | 0 | 0 | 0 | 0 | 0 | 0 | 0
0 | 0 | 0 | 0 | 0 | 0 | 0 | 0 | 0
0 | 0 | 0 | 0 | 0 | 0 | 0 | 0 | 0
0 | 0 | 0 | 0 | 0 | 0 | 0 | 0 | 0
0 | 0 | 0 | 0 | 0 | 0 | 0 | 0 | 0
0 | 0 | 0 | 0 | 0 | 0 | 0 | 0 | 0
0 | 0 | 0 | 0 | 0 | 0 | 0 | 0 | 0
0 | 0 | 0 | 0 | 0 | 0 | 0 | 0 | 0
0 | 0 | 0 | 0 | 0 | 0 | 0 | 0 | 0
0 | 0 | 0 | 0 | 0 | 0 | 0 | 0 | 0
0 | 0 | 0 | 0 | 0 | 0 | 0 | 0 | 0
0 | 0 | 0 | 0 | 0 | 0 | 0 | 0 | 0
0 | 0 | 0 | 0 | 0 | 0 | 0 | 0 | 0
0 | 0 | 0 | 0 | 0 | 0 | 0 | 0 | 0
0 | 0 | 0 | 0 | 0 | 0 | 0 | 0 | 0
0 | 0 | 0 | 0 | 0 | 0 | 0 | 0 | 0
0 | 0 | 0 | 0 | 0 | 0 | 0 | 0 | 0
0 | 0 | 0 | 0 | 0 | 0 | 0 | 0 | 0
0 | 0 | 0 | 0 | 0 | 0 | 0 | 0 | 0
0 | 0 | 0 | 0 | 0 | 0 | 0 | 0 | 0
0 | 0 | 0 | 0 | 0 | 0 | 0 | 0 | 0
0 | 0 | 0 | 0 | 0 | 0 | 0
0 | 0 | 0 | 0 |  |  | From | To | Cable Reference
0 | 0 | 0 | From | To | Cable Reference | 0 | 0 | 0
0 | 0 | 0 | 0 | 0 | 0 | 0 | 0 | 0
0 | 0 | 0 | 0 | 0 | 0 | 0 | 0 | 0
0 | 0 | 0 | 0 | 0 | 0 | 0 | 0 | 0
0 | 0 | 0 | 0 | 0 | 0 | 0 | 0 | 0
0 | 0 | 0 | 0 | 0 | 0 | 0 | 0 | 0
0 | 0 | 0 | 0 | 0 | 0 | 0 | 0 | 0
0 | 0 | 0 | 0 | 0 | 0 | 0 | 0 | 0
0 | 0 | 0 | 0 | 0 | 0 | 0 | 0 | 0
0 | 0 | 0 | 0 | 0 | 0 | 0 | 0 | 0
0 | 0 | 0 | 0 | 0 | 0 | 0 | 0 | 0
0 | 0 | 0 | 0 | 0 | 0 | 0 | 0 | 0
0 | 0 | 0 | 0 | 0 | 0 | 0 | 0 | 0
0 | 0 | 0 | 0 | 0 | 0 | 0 | 0 | 0
0 | 0 | 0 | 0 | 0 | 0 | 0 | 0 | 0
0 | 0 | 0 | 0 | 0 | 0 | 0 | 0 | 0
0 | 0 | 0 | 0 | 0 | 0 | 0 | 0 | 0
0 | 0 | 0 | 0 | 0 | 0 | 0 | 0 | 0
0 | 0 | 0 | 0 | 0 | 0 | 0 | 0 | 0
0 | 0 | 0 | 0 | 0 | 0 | 0 | 0 | 0
0 |  |  | 0 | 0 | 0 | 0 | 0 | 0
From | To | Cable Reference | 0 | 0 | 0 | 0 | 0 | 0
0 | 0 | 0 | 0 | 0 | 0 | 0 | 0 | 0
0 | 0 | 0 | 0 | 0 | 0 | 0 | 0 | 0
0 | 0 | 0 | 0 | 0 | 0 | 0 | 0 | 0
0 | 0 | 0 | 0 | 0 | 0 | 0
0 | 0 | 0 | 0 | 0 | 0 | From | To | Cable Reference
0 | 0 | 0 | 0 | 0 | 0 | 0 | 0 | 0
0 | 0 | 0 | 0 | 0 | 0 | 0 | 0 | 0
0 | 0 | 0 | 0 | 0 | 0 | 0 | 0 | 0
0 | 0 | 0 | 0 | 0 | 0 | 0 | 0 | 0
0 | 0 | 0 | 0 | 0 | 0 | 0 | 0 | 0
0 | 0 | 0 | 0 | 0 | 0 | 0 | 0 | 0
0 | 0 | 0 | 0 | 0 | 0 | 0 | 0 | 0
0 | 0 | 0 | 0 | 0 | 0 | 0 | 0 | 0
0 | 0 | 0 | 0 | 0 | 0 | 0 | 0 | 0
0 | 0 | 0 | 0 | 0 | 0 | 0 | 0 | 0
0 | 0 | 0 | 0 | 0 | 0 | 0 | 0 | 0
0 | 0 | 0 | 0 | 0 | 0 | 0 | 0 | 0
0 | 0 | 0 | 0 | 0 | 0 | 0 | 0 | 0
0 | 0 | 0 | 0 | 0 | 0 | 0 | 0 | 0
0 | 0 | 0 | 0 |  |  | 0 | 0 | 0
0 | 0 | 0 | From | To | Cable Reference | 0 | 0 | 0
0 | 0 | 0 | 0 | 0 | 0 | 0 | 0 | 0
0 | 0 | 0 | 0 | 0 | 0 | 0 | 0 | 0
0 | 0 | 0 | 0 | 0 | 0 | 0 | 0 | 0
0 | 0 | 0 | 0 | 0 | 0 | 0 | 0 | 0
0 | 0 | 0 | 0 | 0 | 0 | 0 | 0 | 0
0 | 0 | 0 | 0 | 0 | 0 | 0 | 0 | 0
0 | 0 | 0 | 0 | 0 | 0 | 0 | 0 | 0
0 | 0 | 0 | 0 | 0 | 0 | 0 | 0 | 0
0 | 0 | 0 | 0 | 0 | 0 | 0 | 0 | 0
0 | 0 | 0 | 0 | 0 | 0 | 0
0 | 0 | 0 | 0 | 0 | 0 | From | To | Cable Reference
0 | 0 | 0 | 0 | 0 | 0 | 0 | 0 | 0
0 | 0 | 0 | 0 | 0 | 0 | 0 | 0 | 0
0 | 0 | 0 | 0 | 0 | 0 | 0 | 0 | 0
0 | 0 | 0 | 0 | 0 | 0 | 0 | 0 | 0
0 | 0 | 0 | 0 | 0 | 0 | 0 | 0 | 0
0 | 0 | 0 | 0 | 0 | 0 | 0 | 0 | 0
0 | 0 | 0 | 0 | 0 | 0 | 0 | 0 | 0
0 | 0 | 0 | 0 | 0 | 0 | 0 | 0 | 0
0 | 0 | 0 | 0 | 0 | 0 | 0 | 0 | 0
0 | 0 | 0 | 0 | 0 | 0 | 0 | 0 | 0
0 | 0 | 0 | 0 | 0 | 0 | 0 | 0 | 0
0 | 0 | 0 | 0 | 0 | 0 | 0 | 0 | 0
0 | 0 | 0 | 0 | 0 | 0 | 0 | 0 | 0
0 | 0 | 0 | 0 | 0 | 0 | 0 | 0 | 0
0 | 0 | 0 | 0 | 0 | 0 | 0 | 0 | 0
0 | 0 | 0 | 0 | 0 | 0 | 0 | 0 | 0
0 | 0 | 0 | 0 | 0 | 0 | 0 | 0 | 0
0 | 0 | 0 | 0 | 0 | 0 | 0 | 0 | 0
0 | 0 | 0 | 0 | 0 | 0 | 0 | 0 | 0
0 | 0 | 0 | 0 | 0 | 0 | 0 | 0 | 0
0 | 0 | 0 | 0 | 0 | 0 | 0 | 0 | 0
0 | 0 | 0 | 0 | 0 | 0 | 0 | 0 | 0
0 | 0 | 0 | 0 | 0 | 0 | 0 | 0 | 0
0 |  |  | 0 | 0 | 0 | 0 | 0 | 0
From | To | Cable Reference | 0 | 0 | 0 | 0 | 0 | 0
0 | 0 | 0 | 0 | 0 | 0 | 0
0 | 0 | 0 | 0 | 0 | 0 | From | To | Cable Reference
0 | 0 | 0 | 0 | 0 | 0 | 0 | 0 | 0
0 | 0 | 0 | 0 | 0 | 0 | 0 | 0 | 0
0 | 0 | 0 | 0 |  |  | 0 | 0 | 0
0 | 0 | 0 | From | To | Cable Reference | 0 | 0 | 0
0 | 0 | 0 | 0 | 0 | 0 | 0 | 0 | 0
0 | 0 | 0 | 0 | 0 | 0 | 0 | 0 | 0
0 | 0 | 0 | 0 | 0 | 0 | 0 | 0 | 0
0 | 0 | 0 | 0 | 0 | 0 | 0 | 0 | 0
0 | 0 | 0 | 0 | 0 | 0 | 0 | 0 | 0
0 | 0 | 0 | 0 | 0 | 0 | 0 | 0 | 0
0 | 0 | 0 | 0 | 0 | 0 | 0 | 0 | 0
0 | 0 | 0 | 0 | 0 | 0 | 0 | 0 | 0
0 | 0 | 0 | 0 | 0 | 0 | 0 | 0 | 0
0 | 0 | 0 | 0 | 0 | 0 | 0 | 0 | 0
0 | 0 | 0 | 0 | 0 | 0 | 0 | 0 | 0
0 | 0 | 0 | 0 | 0 | 0 | 0 | 0 | 0
0 | 0 | 0 | 0 | 0 | 0 | 0 | 0 | 0
0 | 0 | 0 | 0 | 0 | 0 | 0 | 0 | 0
0 | 0 | 0 | 0 | 0 | 0 | 0 | 0 | 0
0 | 0 | 0 | 0 | 0 | 0 | 0 | 0 | 0
0 | 0 | 0 | 0 | 0 | 0 | 0 | 0 | 0
0 | 0 | 0 | 0 | 0 | 0 | 0 | 0 | 0
0 | 0 | 0 | 0 | 0 | 0 | 0 | 0 | 0
0 | 0 | 0 | 0 | 0 | 0 | 0 | 0 | 0
0 | 0 | 0 | 0 | 0 | 0 | 0 | 0 | 0
0 | 0 | 0 | 0 | 0 | 0 | 0
0 | 0 | 0 | 0 | 0 | 0 | From | To | Cable Reference
0 | 0 | 0 | 0 | 0 | 0 | 0 | 0 | 0
0 | 0 | 0 | 0 | 0 | 0 | 0 | 0 | 0
0 | 0 | 0 | 0 | 0 | 0 | 0 | 0 | 0
0 | 0 | 0 | 0 | 0 | 0 | 0 | 0 | 0
0 | 0 | 0 | 0 | 0 | 0 | 0 | 0 | 0
0 | 0 | 0 | 0 | 0 | 0 | 0 | 0 | 0
0 | 0 | 0 | 0 | 0 | 0 | 0 | 0 | 0
0 | 0 | 0 | 0 | 0 | 0 | 0 | 0 | 0
0 | 0 | 0 | 0 | 0 | 0 | 0 | 0 | 0
0 | 0 | 0 | 0 | 0 | 0 | 0 | 0 | 0
0 | 0 | 0 | 0 | 0 | 0 | 0 | 0 | 0
0 | 0 | 0 | 0 | 0 | 0 | 0 | 0 | 0
0 | 0 | 0 | 0 | 0 | 0 | 0 | 0 | 0
0 | 0 | 0 | 0 | 0 | 0 | 0 | 0 | 0
0 | 0 | 0 | 0 | 0 | 0 | 0 | 0 | 0
0 | 0 | 0 | 0 | 0 | 0 | 0 | 0 | 0
0 | 0 | 0 | 0 | 0 | 0 | 0 | 0 | 0
0 | 0 | 0 | 0 |  |  | 0 | 0 | 0
0 | 0 | 0 | From | To | Cable Reference | 0 | 0 | 0
0 | 0 | 0 | 0 | 0 | 0 | 0 | 0 | 0
0 | 0 | 0 | 0 | 0 | 0 | 0 | 0 | 0
0 | 0 | 0 | 0 | 0 | 0 | 0 | 0 | 0
0 | 0 | 0 | 0 | 0 | 0 | 0 | 0 | 0
0 | 0 | 0 | 0 | 0 | 0 | 0 | 0 | 0
0 | 0 | 0 | 0 | 0 | 0 | 0 | 0 | 0
0 | 0 | 0 | 0 | 0 | 0 | 0
0 |  |  | 0 | 0 | 0 | From | To | Cable Reference
From | To | Cable Reference | 0 | 0 | 0 | 0 | 0 | 0
0 | 0 | 0 | 0 | 0 | 0 | 0 | 0 | 0
0 | 0 | 0 | 0 | 0 | 0 | 0 | 0 | 0
0 | 0 | 0 | 0 | 0 | 0 | 0 | 0 | 0
0 | 0 | 0 | 0 | 0 | 0 | 0 | 0 | 0
0 | 0 | 0 | 0 | 0 | 0 | 0 | 0 | 0
0 | 0 | 0 | 0 | 0 | 0 | 0 | 0 | 0
0 | 0 | 0 | 0 | 0 | 0 | 0 | 0 | 0
0 | 0 | 0 | 0 | 0 | 0 | 0 | 0 | 0
0 | 0 | 0 | 0 | 0 | 0 | 0 | 0 | 0
0 | 0 | 0 | 0 | 0 | 0 | 0 | 0 | 0
0 | 0 | 0 | 0 | 0 | 0 | 0 | 0 | 0
0 | 0 | 0 | 0 | 0 | 0 | 0 | 0 | 0
0 | 0 | 0 | 0 | 0 | 0 | 0 | 0 | 0
0 | 0 | 0 | 0 | 0 | 0 | 0 | 0 | 0
0 | 0 | 0 | 0 | 0 | 0 | 0 | 0 | 0
0 | 0 | 0 | 0 | 0 | 0 | 0 | 0 | 0
0 | 0 | 0 | 0 | 0 | 0 | 0 | 0 | 0
0 | 0 | 0 | 0 | 0 | 0 | 0 | 0 | 0
0 | 0 | 0 | 0 | 0 | 0 | 0 | 0 | 0
0 | 0 | 0 | 0 | 0 | 0 | 0 | 0 | 0
0 | 0 | 0 | 0 | 0 | 0 | 0 | 0 | 0
0 | 0 | 0 | 0 | 0 | 0 | 0 | 0 | 0
0 | 0 | 0 | 0 | 0 | 0 | 0 | 0 | 0
0 | 0 | 0 | 0 | 0 | 0 | 0 | 0 | 0
0 | 0 | 0 | 0 | 0 | 0 | 0
0 | 0 | 0 | 0 | 0 | 0 | From | To | Cable Reference
0 | 0 | 0 | 0 | 0 | 0 | 0 | 0 | 0
0 | 0 | 0 | 0 | 0 | 0 | 0 | 0 | 0
0 | 0 | 0 | 0 | 0 | 0 | 0 | 0 | 0
0 | 0 | 0 | 0 | 0 | 0 | 0 | 0 | 0
0 | 0 | 0 | 0 | 0 | 0 | 0 | 0 | 0
0 | 0 | 0 | 0 |  |  | 0 | 0 | 0
0 | 0 | 0 | From | To | Cable Reference | 0 | 0 | 0
0 | 0 | 0 | 0 | 0 | 0 | 0 | 0 | 0
0 | 0 | 0 | 0 | 0 | 0 | 0 | 0 | 0
0 | 0 | 0 | 0 | 0 | 0 | 0 | 0 | 0
0 | 0 | 0 | 0 | 0 | 0 | 0 | 0 | 0
0 | 0 | 0 | 0 | 0 | 0 | 0 | 0 | 0
0 | 0 | 0 | 0 | 0 | 0 | 0 | 0 | 0
0 | 0 | 0 | 0 | 0 | 0 | 0 | 0 | 0
0 | 0 | 0 | 0 | 0 | 0 | 0 | 0 | 0
0 | 0 | 0 | 0 | 0 | 0 | 0 | 0 | 0
0 | 0 | 0 | 0 | 0 | 0 | 0 | 0 | 0
0 | 0 | 0 | 0 | 0 | 0 | 0 | 0 | 0
0 | 0 | 0 | 0 | 0 | 0 | 0 | 0 | 0
0 | 0 | 0 | 0 | 0 | 0 | 0 | 0 | 0
0 | 0 | 0 | 0 | 0 | 0 | 0 | 0 | 0
0 | 0 | 0 | 0 | 0 | 0 | 0 | 0 | 0
0 | 0 | 0 | 0 | 0 | 0 | 0 | 0 | 0
0 | 0 | 0 | 0 | 0 | 0 | 0 | 0 | 0
0 | 0 | 0 | 0 | 0 | 0 | 0 | 0 | 0
0 | 0 | 0 | 0 | 0 | 0 | 0
0 | 0 | 0 | 0 | 0 | 0 | From | To | Cable Reference
0 | 0 | 0 | 0 | 0 | 0 | 0 | 0 | 0
0 | 0 | 0 | 0 | 0 | 0 | 0 | 0 | 0
0 |  |  | 0 | 0 | 0 | 0 | 0 | 0
From | To | Cable Reference | 0 | 0 | 0 | 0 | 0 | 0
0 | 0 | 0 | 0 | 0 | 0 | 0 | 0 | 0
0 | 0 | 0 | 0 | 0 | 0 | 0 | 0 | 0
0 | 0 | 0 | 0 | 0 | 0 | 0 | 0 | 0
0 | 0 | 0 | 0 | 0 | 0 | 0 | 0 | 0
0 | 0 | 0 | 0 | 0 | 0 | 0 | 0 | 0
0 | 0 | 0 | 0 | 0 | 0 | 0 | 0 | 0
0 | 0 | 0 | 0 | 0 | 0 | 0 | 0 | 0
0 | 0 | 0 | 0 | 0 | 0 | 0 | 0 | 0
0 | 0 | 0 | 0 | 0 | 0 | 0 | 0 | 0
0 | 0 | 0 | 0 | 0 | 0 | 0 | 0 | 0
0 | 0 | 0 | 0 | 0 | 0 | 0 | 0 | 0
0 | 0 | 0 | 0 | 0 | 0 | 0 | 0 | 0
0 | 0 | 0 | 0 | 0 | 0 | 0 | 0 | 0
0 | 0 | 0 | 0 | 0 | 0 | 0 | 0 | 0
0 | 0 | 0 | 0 | 0 | 0 | 0 | 0 | 0
0 | 0 | 0 | 0 | 0 | 0 | 0 | 0 | 0
0 | 0 | 0 | 0 |  |  | 0 | 0 | 0
0 | 0 | 0 | From | To | Cable Reference | 0 | 0 | 0
0 | 0 | 0 | 0 | 0 | 0 | 0 | 0 | 0
0 | 0 | 0 | 0 | 0 | 0 | 0 | 0 | 0
0 | 0 | 0 | 0 | 0 | 0 | 0 | 0 | 0
0 | 0 | 0 | 0 | 0 | 0 | 0
0 | 0 | 0 | 0 | 0 | 0 | From | To | Cable Reference
0 | 0 | 0 | 0 | 0 | 0 | 0 | 0 | 0
0 | 0 | 0 | 0 | 0 | 0 | 0 | 0 | 0
0 | 0 | 0 | 0 | 0 | 0 | 0 | 0 | 0
0 | 0 | 0 | 0 | 0 | 0 | 0 | 0 | 0
0 | 0 | 0 | 0 | 0 | 0 | 0 | 0 | 0
0 | 0 | 0 | 0 | 0 | 0 | 0 | 0 | 0
0 | 0 | 0 | 0 | 0 | 0 | 0 | 0 | 0
0 | 0 | 0 | 0 | 0 | 0 | 0 | 0 | 0
0 | 0 | 0 | 0 | 0 | 0 | 0 | 0 | 0
0 | 0 | 0 | 0 | 0 | 0 | 0 | 0 | 0
0 | 0 | 0 | 0 | 0 | 0 | 0 | 0 | 0
0 | 0 | 0 | 0 | 0 | 0 | 0 | 0 | 0
0 | 0 | 0 | 0 | 0 | 0 | 0 | 0 | 0
0 | 0 | 0 | 0 | 0 | 0 | 0 | 0 | 0
0 | 0 | 0 | 0 | 0 | 0 | 0 | 0 | 0
0 | 0 | 0 | 0 | 0 | 0 | 0 | 0 | 0
0 | 0 | 0 | 0 | 0 | 0 | 0 | 0 | 0
0 | 0 | 0 | 0 | 0 | 0 | 0 | 0 | 0
0 | 0 | 0 | 0 | 0 | 0 | 0 | 0 | 0
0 | 0 | 0 | 0 | 0 | 0 | 0 | 0 | 0
0 | 0 | 0 | 0 | 0 | 0 | 0 | 0 | 0
0 | 0 | 0 | 0 | 0 | 0 | 0 | 0 | 0
0 | 0 | 0 | 0 | 0 | 0 | 0 | 0 | 0
0 | 0 | 0 | 0 | 0 | 0 | 0 | 0 | 0
0 | 0 | 0 | 0 | 0 | 0 | 0 | 0 | 0
0 | 0 | 0 | 0 | 0 | 0 | 0
0 | 0 | 0 | 0 | 0 | 0 | From | To | Cable Reference
0 | 0 | 0 | 0 | 0 | 0 | 0 | 0 | 0
0 | 0 | 0 | 0 | 0 | 0 | 0 | 0 | 0
0 | 0 | 0 | 0 | 0 | 0 | 0 | 0 | 0
0 | 0 | 0 | 0 | 0 | 0 | 0 | 0 | 0
0 | 0 | 0 | 0 | 0 | 0 | 0 | 0 | 0
0 |  |  | 0 | 0 | 0 | 0 | 0 | 0
From | To | Cable Reference | 0 | 0 | 0 | 0 | 0 | 0
0 | 0 | 0 | 0 | 0 | 0 | 0 | 0 | 0
0 | 0 | 0 | 0 |  |  | 0 | 0 | 0
0 | 0 | 0 | From | To | Cable Reference | 0 | 0 | 0
0 | 0 | 0 | 0 | 0 | 0 | 0 | 0 | 0
0 | 0 | 0 | 0 | 0 | 0 | 0 | 0 | 0
0 | 0 | 0 | 0 | 0 | 0 | 0 | 0 | 0
0 | 0 | 0 | 0 | 0 | 0 | 0 | 0 | 0
0 | 0 | 0 | 0 | 0 | 0 | 0 | 0 | 0
0 | 0 | 0 | 0 | 0 | 0 | 0 | 0 | 0
0 | 0 | 0 | 0 | 0 | 0 | 0 | 0 | 0
0 | 0 | 0 | 0 | 0 | 0 | 0 | 0 | 0
0 | 0 | 0 | 0 | 0 | 0 | 0 | 0 | 0
0 | 0 | 0 | 0 | 0 | 0 | 0 | 0 | 0
0 | 0 | 0 | 0 | 0 | 0 | 0 | 0 | 0
0 | 0 | 0 | 0 | 0 | 0 | 0 | 0 | 0
0 | 0 | 0 | 0 | 0 | 0 | 0 | 0 | 0
0 | 0 | 0 | 0 | 0 | 0 | 0 | 0 | 0
0 | 0 | 0 | 0 | 0 | 0 | 0 | 0 | 0
0 | 0 | 0 | 0 | 0 | 0 | 0
0 | 0 | 0 | 0 | 0 | 0 | From | To | Cable Reference
0 | 0 | 0 | 0 | 0 | 0 | 0 | 0 | 0
0 | 0 | 0 | 0 | 0 | 0 | 0 | 0 | 0
0 | 0 | 0 | 0 | 0 | 0 | 0 | 0 | 0
0 | 0 | 0 | 0 | 0 | 0 | 0 | 0 | 0
0 | 0 | 0 | 0 | 0 | 0 | 0 | 0 | 0
0 | 0 | 0 | 0 | 0 | 0 | 0 | 0 | 0
0 | 0 | 0 | 0 | 0 | 0 | 0 | 0 | 0
0 | 0 | 0 | 0 | 0 | 0 | 0 | 0 | 0
0 | 0 | 0 | 0 | 0 | 0 | 0 | 0 | 0
0 | 0 | 0 | 0 | 0 | 0 | 0 | 0 | 0
0 | 0 | 0 | 0 | 0 | 0 | 0 | 0 | 0
0 | 0 | 0 | 0 | 0 | 0 | 0 | 0 | 0
0 | 0 | 0 | 0 | 0 | 0 | 0 | 0 | 0
0 | 0 | 0 | 0 | 0 | 0 | 0 | 0 | 0
0 | 0 | 0 | 0 | 0 | 0 | 0 | 0 | 0
0 | 0 | 0 | 0 | 0 | 0 | 0 | 0 | 0
0 | 0 | 0 | 0 | 0 | 0 | 0 | 0 | 0
0 | 0 | 0 | 0 | 0 | 0 | 0 | 0 | 0
0 | 0 | 0 | 0 | 0 | 0 | 0 | 0 | 0
0 | 0 | 0 | 0 | 0 | 0 | 0 | 0 | 0
0 | 0 | 0 | 0 | 0 | 0 | 0 | 0 | 0
0 | 0 | 0 | 0 | 0 | 0 | 0 | 0 | 0
0 | 0 | 0 | 0 | 0 | 0 | 0 | 0 | 0
0 | 0 | 0 | 0 |  |  | 0 | 0 | 0
0 | 0 | 0 | From | To | Cable Reference | 0 | 0 | 0
0 | 0 | 0 | 0 | 0 | 0 | 0
0 | 0 | 0 | 0 | 0 | 0 | From | To | Cable Reference
0 | 0 | 0 | 0 | 0 | 0 | 0 | 0 | 0
0 | 0 | 0 | 0 | 0 | 0 | 0 | 0 | 0
0 | 0 | 0 | 0 | 0 | 0 | 0 | 0 | 0
0 | 0 | 0 | 0 | 0 | 0 | 0 | 0 | 0
0 | 0 | 0 | 0 | 0 | 0 | 0 | 0 | 0
0 | 0 | 0 | 0 | 0 | 0 | 0 | 0 | 0
0 | 0 | 0 | 0 | 0 | 0 | 0 | 0 | 0
0 | 0 | 0 | 0 | 0 | 0 | 0 | 0 | 0
0 |  |  | 0 | 0 | 0 | 0 | 0 | 0
From | To | Cable Reference | 0 | 0 | 0 | 0 | 0 | 0
0 | 0 | 0 | 0 | 0 | 0 | 0 | 0 | 0
0 | 0 | 0 | 0 | 0 | 0 | 0 | 0 | 0
0 | 0 | 0 | 0 | 0 | 0 | 0 | 0 | 0
0 | 0 | 0 | 0 | 0 | 0 | 0 | 0 | 0
0 | 0 | 0 | 0 | 0 | 0 | 0 | 0 | 0
0 | 0 | 0 | 0 | 0 | 0 | 0 | 0 | 0
0 | 0 | 0 | 0 | 0 | 0 | 0 | 0 | 0
0 | 0 | 0 | 0 | 0 | 0 | 0 | 0 | 0
0 | 0 | 0 | 0 | 0 | 0 | 0 | 0 | 0
0 | 0 | 0 | 0 | 0 | 0 | 0 | 0 | 0
0 | 0 | 0 | 0 | 0 | 0 | 0 | 0 | 0
0 | 0 | 0 | 0 | 0 | 0 | 0 | 0 | 0
0 | 0 | 0 | 0 | 0 | 0 | 0 | 0 | 0
0 | 0 | 0 | 0 | 0 | 0 | 0 | 0 | 0
0 | 0 | 0 | 0 | 0 | 0 | 0 | 0 | 0
0 | 0 | 0 | 0 | 0 | 0 | 0
0 | 0 | 0 | 0 | 0 | 0 | From | To | Cable Reference
0 | 0 | 0 | 0 | 0 | 0 | 0 | 0 | 0
0 | 0 | 0 | 0 | 0 | 0 | 0 | 0 | 0
0 | 0 | 0 | 0 | 0 | 0 | 0 | 0 | 0
0 | 0 | 0 | 0 | 0 | 0 | 0 | 0 | 0
0 | 0 | 0 | 0 | 0 | 0 | 0 | 0 | 0
0 | 0 | 0 | 0 | 0 | 0 | 0 | 0 | 0
0 | 0 | 0 | 0 | 0 | 0 | 0 | 0 | 0
0 | 0 | 0 | 0 | 0 | 0 | 0 | 0 | 0
0 | 0 | 0 | 0 | 0 | 0 | 0 | 0 | 0
0 | 0 | 0 | 0 | 0 | 0 | 0 | 0 | 0
0 | 0 | 0 | 0 | 0 | 0 | 0 | 0 | 0
0 | 0 | 0 | 0 |  |  | 0 | 0 | 0
0 | 0 | 0 | From | To | Cable Reference | 0 | 0 | 0
0 | 0 | 0 | 0 | 0 | 0 | 0 | 0 | 0
0 | 0 | 0 | 0 | 0 | 0 | 0 | 0 | 0
0 | 0 | 0 | 0 | 0 | 0 | 0 | 0 | 0
0 | 0 | 0 | 0 | 0 | 0 | 0 | 0 | 0
0 | 0 | 0 | 0 | 0 | 0 | 0 | 0 | 0
0 | 0 | 0 | 0 | 0 | 0 | 0 | 0 | 0
0 | 0 | 0 | 0 | 0 | 0 | 0 | 0 | 0
0 | 0 | 0 | 0 | 0 | 0 | 0 | 0 | 0
0 | 0 | 0 | 0 | 0 | 0 | 0 | 0 | 0
0 | 0 | 0 | 0 | 0 | 0 | 0 | 0 | 0
0 | 0 | 0 | 0 | 0 | 0 | 0 | 0 | 0
0 | 0 | 0 | 0 | 0 | 0 | 0 | 0 | 0
0 | 0 | 0 | 0 | 0 | 0 | 0
0 | 0 | 0 | 0 | 0 | 0 | From | To | Cable Reference
0 | 0 | 0 | 0 | 0 | 0 | 0 | 0 | 0
0 | 0 | 0 | 0 | 0 | 0 | 0 | 0 | 0
0 | 0 | 0 | 0 | 0 | 0 | 0 | 0 | 0
0 | 0 | 0 | 0 | 0 | 0 | 0 | 0 | 0
0 | 0 | 0 | 0 | 0 | 0 | 0 | 0 | 0
0 | 0 | 0 | 0 | 0 | 0 | 0 | 0 | 0
0 | 0 | 0 | 0 | 0 | 0 | 0 | 0 | 0
0 | 0 | 0 | 0 | 0 | 0 | 0 | 0 | 0
0 | 0 | 0 | 0 | 0 | 0 | 0 | 0 | 0
0 | 0 | 0 | 0 | 0 | 0 | 0 | 0 | 0
0 | 0 | 0 | 0 | 0 | 0 | 0 | 0 | 0
0 |  |  | 0 | 0 | 0 | 0 | 0 | 0
From | To | Cable Reference | 0 | 0 | 0 | 0 | 0 | 0
0 | 0 | 0 | 0 | 0 | 0 | 0 | 0 | 0
0 | 0 | 0 | 0 | 0 | 0 | 0 | 0 | 0
0 | 0 | 0 | 0 | 0 | 0 | 0 | 0 | 0
0 | 0 | 0 | 0 | 0 | 0 | 0 | 0 | 0
0 | 0 | 0 | 0 | 0 | 0 | 0 | 0 | 0
0 | 0 | 0 | 0 | 0 | 0 | 0 | 0 | 0
0 | 0 | 0 | 0 | 0 | 0 | 0 | 0 | 0
0 | 0 | 0 | 0 | 0 | 0 | 0 | 0 | 0
0 | 0 | 0 | 0 | 0 | 0 | 0 | 0 | 0
0 | 0 | 0 | 0 | 0 | 0 | 0 | 0 | 0
0 | 0 | 0 | 0 | 0 | 0 | 0 | 0 | 0
0 | 0 | 0 | 0 | 0 | 0 | 0 | 0 | 0
0 | 0 | 0 | 0 | 0 | 0 | 0
0 | 0 | 0 | 0 |  |  | From | To | Cable Reference
0 | 0 | 0 | From | To | Cable Reference | 0 | 0 | 0
0 | 0 | 0 | 0 | 0 | 0 | 0 | 0 | 0
0 | 0 | 0 | 0 | 0 | 0 | 0 | 0 | 0
0 | 0 | 0 | 0 | 0 | 0 | 0 | 0 | 0
0 | 0 | 0 | 0 | 0 | 0 | 0 | 0 | 0
0 | 0 | 0 | 0 | 0 | 0 | 0 | 0 | 0
0 | 0 | 0 | 0 | 0 | 0 | 0 | 0 | 0
0 | 0 | 0 | 0 | 0 | 0 | 0 | 0 | 0
0 | 0 | 0 | 0 | 0 | 0 | 0 | 0 | 0
0 | 0 | 0 | 0 | 0 | 0 | 0 | 0 | 0
0 | 0 | 0 | 0 | 0 | 0 | 0 | 0 | 0
0 | 0 | 0 | 0 | 0 | 0 | 0 | 0 | 0
0 | 0 | 0 | 0 | 0 | 0 | 0 | 0 | 0
0 | 0 | 0 | 0 | 0 | 0 | 0 | 0 | 0
0 | 0 | 0 | 0 | 0 | 0 | 0 | 0 | 0
0 | 0 | 0 | 0 | 0 | 0 | 0 | 0 | 0
0 | 0 | 0 | 0 | 0 | 0 | 0 | 0 | 0
0 | 0 | 0 | 0 | 0 | 0 | 0 | 0 | 0
0 | 0 | 0 | 0 | 0 | 0 | 0 | 0 | 0
0 | 0 | 0 | 0 | 0 | 0 | 0 | 0 | 0
0 | 0 | 0 | 0 | 0 | 0 | 0 | 0 | 0
0 | 0 | 0 | 0 | 0 | 0 | 0 | 0 | 0
0 | 0 | 0 | 0 | 0 | 0 | 0 | 0 | 0
0 | 0 | 0 | 0 | 0 | 0 | 0 | 0 | 0
0 | 0 | 0 | 0 | 0 | 0 | 0 | 0 | 0
0 | 0 | 0 | 0 | 0 | 0 | 0
0 | 0 | 0 | 0 | 0 | 0 | From | To | Cable Reference
0 | 0 | 0 | 0 | 0 | 0 | 0 | 0 | 0
0 | 0 | 0 | 0 | 0 | 0 | 0 | 0 | 0
0 | 0 | 0 | 0 | 0 | 0 | 0 | 0 | 0
0 | 0 | 0 | 0 | 0 | 0 | 0 | 0 | 0
0 | 0 | 0 | 0 | 0 | 0 | 0 | 0 | 0
0 | 0 | 0 | 0 | 0 | 0 | 0 | 0 | 0
0 | 0 | 0 | 0 | 0 | 0 | 0 | 0 | 0
0 | 0 | 0 | 0 | 0 | 0 | 0 | 0 | 0
0 | 0 | 0 | 0 | 0 | 0 | 0 | 0 | 0
0 | 0 | 0 | 0 | 0 | 0 | 0 | 0 | 0
0 | 0 | 0 | 0 | 0 | 0 | 0 | 0 | 0
0 | 0 | 0 | 0 | 0 | 0 | 0 | 0 | 0
0 | 0 | 0 | 0 | 0 | 0 | 0 | 0 | 0
0 | 0 | 0 | 0 | 0 | 0 | 0 | 0 | 0
0 |  |  | 0 |  |  | 0 | 0 | 0
From | To | Cable Reference | From | To | Cable Reference | 0 | 0 | 0
0 | 0 | 0 | 0 | 0 | 0 | 0 | 0 | 0
0 | 0 | 0 | 0 | 0 | 0 | 0 | 0 | 0
0 | 0 | 0 | 0 | 0 | 0 | 0 | 0 | 0
0 | 0 | 0 | 0 | 0 | 0 | 0 | 0 | 0
0 | 0 | 0 | 0 | 0 | 0 | 0 | 0 | 0
0 | 0 | 0 | 0 | 0 | 0 | 0 | 0 | 0
0 | 0 | 0 | 0 | 0 | 0 | 0 | 0 | 0
0 | 0 | 0 | 0 | 0 | 0 | 0 | 0 | 0
0 | 0 | 0 | 0 | 0 | 0 | 0 | 0 | 0
0 | 0 | 0 | 0 | 0 | 0 | 0
0 | 0 | 0 | 0 | 0 | 0 | From | To | Cable Reference
0 | 0 | 0 | 0 | 0 | 0 | 0 | 0 | 0
0 | 0 | 0 | 0 | 0 | 0 | 0 | 0 | 0
0 | 0 | 0 | 0 | 0 | 0 | 0 | 0 | 0
0 | 0 | 0 | 0 | 0 | 0 | 0 | 0 | 0
0 | 0 | 0 | 0 | 0 | 0 | 0 | 0 | 0
0 | 0 | 0 | 0 | 0 | 0 | 0 | 0 | 0
0 | 0 | 0 | 0 | 0 | 0 | 0 | 0 | 0
0 | 0 | 0 | 0 | 0 | 0 | 0 | 0 | 0
0 | 0 | 0 | 0 | 0 | 0 | 0 | 0 | 0
0 | 0 | 0 | 0 | 0 | 0 | 0 | 0 | 0
0 | 0 | 0 | 0 | 0 | 0 | 0 | 0 | 0
0 | 0 | 0 | 0 | 0 | 0 | 0 | 0 | 0
0 | 0 | 0 | 0 | 0 | 0 | 0 | 0 | 0
0 | 0 | 0 | 0 | 0 | 0 | 0 | 0 | 0
0 | 0 | 0 | 0 | 0 | 0 | 0 | 0 | 0
0 | 0 | 0 | 0 | 0 | 0 | 0 | 0 | 0
0 | 0 | 0 | 0 | 0 | 0 | 0 | 0 | 0
0 | 0 | 0 | 0 | 0 | 0 | 0 | 0 | 0
0 | 0 | 0 | 0 | 0 | 0 | 0 | 0 | 0
0 | 0 | 0 | 0 | 0 | 0 | 0 | 0 | 0
0 | 0 | 0 | 0 | 0 | 0 | 0 | 0 | 0
0 | 0 | 0 | 0 | 0 | 0 | 0 | 0 | 0
0 | 0 | 0 | 0 | 0 | 0 | 0 | 0 | 0
0 | 0 | 0 | 0 | 0 | 0 | 0 | 0 | 0
0 | 0 | 0 | 0 | 0 | 0 | 0 | 0 | 0
0 | 0 | 0 | 0 | 0 | 0 | 0
0 | 0 | 0 | 0 | 0 | 0 | From | To | Cable Reference
0 | 0 | 0 | 0 | 0 | 0 | 0 | 0 | 0
0 | 0 | 0 | 0 | 0 | 0 | 0 | 0 | 0
0 | 0 | 0 | 0 |  |  | 0 | 0 | 0
0 | 0 | 0 | From | To | Cable Reference | 0 | 0 | 0
0 | 0 | 0 | 0 | 0 | 0 | 0 | 0 | 0
0 | 0 | 0 | 0 | 0 | 0 | 0 | 0 | 0
0 | 0 | 0 | 0 | 0 | 0 | 0 | 0 | 0
0 | 0 | 0 | 0 | 0 | 0 | 0 | 0 | 0
0 | 0 | 0 | 0 | 0 | 0 | 0 | 0 | 0
0 | 0 | 0 | 0 | 0 | 0 | 0 | 0 | 0
0 | 0 | 0 | 0 | 0 | 0 | 0 | 0 | 0
0 | 0 | 0 | 0 | 0 | 0 | 0 | 0 | 0
0 | 0 | 0 | 0 | 0 | 0 | 0 | 0 | 0
0 | 0 | 0 | 0 | 0 | 0 | 0 | 0 | 0
0 | 0 | 0 | 0 | 0 | 0 | 0 | 0 | 0
0 | 0 | 0 | 0 | 0 | 0 | 0 | 0 | 0
0 | 0 | 0 | 0 | 0 | 0 | 0 | 0 | 0
0 |  |  | 0 | 0 | 0 | 0 | 0 | 0
From | To | Cable Reference | 0 | 0 | 0 | 0 | 0 | 0
0 | 0 | 0 | 0 | 0 | 0 | 0 | 0 | 0
0 | 0 | 0 | 0 | 0 | 0 | 0 | 0 | 0
0 | 0 | 0 | 0 | 0 | 0 | 0 | 0 | 0
0 | 0 | 0 | 0 | 0 | 0 | 0 | 0 | 0
0 | 0 | 0 | 0 | 0 | 0 | 0 | 0 | 0
0 | 0 | 0 | 0 | 0 | 0 | 0 | 0 | 0
0 | 0 | 0 | 0 | 0 | 0 | 0
0 | 0 | 0 | 0 | 0 | 0 | From | To | Cable Reference
0 | 0 | 0 | 0 | 0 | 0 | 0 | 0 | 0
0 | 0 | 0 | 0 | 0 | 0 | 0 | 0 | 0
0 | 0 | 0 | 0 | 0 | 0 | 0 | 0 | 0
0 | 0 | 0 | 0 | 0 | 0 | 0 | 0 | 0
0 | 0 | 0 | 0 | 0 | 0 | 0 | 0 | 0
0 | 0 | 0 | 0 | 0 | 0 | 0 | 0 | 0
0 | 0 | 0 | 0 | 0 | 0 | 0 | 0 | 0
0 | 0 | 0 | 0 | 0 | 0 | 0 | 0 | 0
0 | 0 | 0 | 0 | 0 | 0 | 0 | 0 | 0
0 | 0 | 0 | 0 | 0 | 0 | 0 | 0 | 0
0 | 0 | 0 | 0 | 0 | 0 | 0 | 0 | 0
0 | 0 | 0 | 0 | 0 | 0 | 0 | 0 | 0
0 | 0 | 0 | 0 | 0 | 0 | 0 | 0 | 0
0 | 0 | 0 | 0 | 0 | 0 | 0 | 0 | 0
0 | 0 | 0 | 0 | 0 | 0 | 0 | 0 | 0
0 | 0 | 0 | 0 | 0 | 0 | 0 | 0 | 0
0 | 0 | 0 | 0 | 0 | 0 | 0 | 0 | 0
0 | 0 | 0 | 0 |  |  | 0 | 0 | 0
0 | 0 | 0 | From | To | Cable Reference | 0 | 0 | 0
0 | 0 | 0 | 0 | 0 | 0 | 0 | 0 | 0
0 | 0 | 0 | 0 | 0 | 0 | 0 | 0 | 0
0 | 0 | 0 | 0 | 0 | 0 | 0 | 0 | 0
0 | 0 | 0 | 0 | 0 | 0 | 0 | 0 | 0
0 | 0 | 0 | 0 | 0 | 0 | 0 | 0 | 0
0 | 0 | 0 | 0 | 0 | 0 | 0 | 0 | 0
0 | 0 | 0 | 0 | 0 | 0 | 0
0 | 0 | 0 | 0 | 0 | 0 | From | To | Cable Reference
0 | 0 | 0 | 0 | 0 | 0 | 0 | 0 | 0
0 | 0 | 0 | 0 | 0 | 0 | 0 | 0 | 0
0 | 0 | 0 | 0 | 0 | 0 | 0 | 0 | 0
0 | 0 | 0 | 0 | 0 | 0 | 0 | 0 | 0
0 | 0 | 0 | 0 | 0 | 0 | 0 | 0 | 0
0 | 0 | 0 | 0 | 0 | 0 | 0 | 0 | 0
0 | 0 | 0 | 0 | 0 | 0 | 0 | 0 | 0
0 | 0 | 0 | 0 | 0 | 0 | 0 | 0 | 0
0 | 0 | 0 | 0 | 0 | 0 | 0 | 0 | 0
0 | 0 | 0 | 0 | 0 | 0 | 0 | 0 | 0
0 | 0 | 0 | 0 | 0 | 0 | 0 | 0 | 0
0 | 0 | 0 | 0 | 0 | 0 | 0 | 0 | 0
0 | 0 | 0 | 0 | 0 | 0 | 0 | 0 | 0
0 | 0 | 0 | 0 | 0 | 0 | 0 | 0 | 0
0 | 0 | 0 | 0 | 0 | 0 | 0 | 0 | 0
0 | 0 | 0 | 0 | 0 | 0 | 0 | 0 | 0
0 | 0 | 0 | 0 | 0 | 0 | 0 | 0 | 0
0 | 0 | 0 | 0 | 0 | 0 | 0 | 0 | 0
0 | 0 | 0 | 0 | 0 | 0 | 0 | 0 | 0
0 | 0 | 0 | 0 | 0 | 0 | 0 | 0 | 0
0 |  |  | 0 | 0 | 0 | 0 | 0 | 0
From | To | Cable Reference | 0 | 0 | 0 | 0 | 0 | 0
0 | 0 | 0 | 0 | 0 | 0 | 0 | 0 | 0
0 | 0 | 0 | 0 | 0 | 0 | 0 | 0 | 0
0 | 0 | 0 | 0 | 0 | 0 | 0 | 0 | 0
0 | 0 | 0 | 0 | 0 | 0 | 0
0 | 0 | 0 | 0 | 0 | 0 | From | To | Cable Reference
0 | 0 | 0 | 0 | 0 | 0 | 0 | 0 | 0
0 | 0 | 0 | 0 | 0 | 0 | 0 | 0 | 0
0 | 0 | 0 | 0 | 0 | 0 | 0 | 0 | 0
0 | 0 | 0 | 0 | 0 | 0 | 0 | 0 | 0
0 | 0 | 0 | 0 | 0 | 0 | 0 | 0 | 0
0 | 0 | 0 | 0 |  |  | 0 | 0 | 0
0 | 0 | 0 | From | To | Cable Reference | 0 | 0 | 0
0 | 0 | 0 | 0 | 0 | 0 | 0 | 0 | 0
0 | 0 | 0 | 0 | 0 | 0 | 0 | 0 | 0
0 | 0 | 0 | 0 | 0 | 0 | 0 | 0 | 0
0 | 0 | 0 | 0 | 0 | 0 | 0 | 0 | 0
0 | 0 | 0 | 0 | 0 | 0 | 0 | 0 | 0
0 | 0 | 0 | 0 | 0 | 0 | 0 | 0 | 0
0 | 0 | 0 | 0 | 0 | 0 | 0 | 0 | 0
0 | 0 | 0 | 0 | 0 | 0 | 0 | 0 | 0
0 | 0 | 0 | 0 | 0 | 0 | 0 | 0 | 0
0 | 0 | 0 | 0 | 0 | 0 | 0 | 0 | 0
0 | 0 | 0 | 0 | 0 | 0 | 0 | 0 | 0
0 | 0 | 0 | 0 | 0 | 0 | 0 | 0 | 0
0 | 0 | 0 | 0 | 0 | 0 | 0 | 0 | 0
0 | 0 | 0 | 0 | 0 | 0 | 0 | 0 | 0
0 | 0 | 0 | 0 | 0 | 0 | 0 | 0 | 0
0 | 0 | 0 | 0 | 0 | 0 | 0 | 0 | 0
0 | 0 | 0 | 0 | 0 | 0 | 0 | 0 | 0
0 | 0 | 0 | 0 | 0 | 0 | 0 | 0 | 0
0 | 0 | 0 | 0 | 0 | 0 | 0
0 | 0 | 0 | 0 | 0 | 0 | From | To | Cable Reference
0 | 0 | 0 | 0 | 0 | 0 | 0 | 0 | 0
0 | 0 | 0 | 0 | 0 | 0 | 0 | 0 | 0
0 | 0 | 0 | 0 | 0 | 0 | 0 | 0 | 0
0 | 0 | 0 | 0 | 0 | 0 | 0 | 0 | 0
0 | 0 | 0 | 0 | 0 | 0 | 0 | 0 | 0
0 | 0 | 0 | 0 | 0 | 0 | 0 | 0 | 0
0 | 0 | 0 | 0 | 0 | 0 | 0 | 0 | 0
0 | 0 | 0 | 0 | 0 | 0 | 0 | 0 | 0
0 | 0 | 0 | 0 | 0 | 0 | 0 | 0 | 0
0 | 0 | 0 | 0 | 0 | 0 | 0 | 0 | 0
0 | 0 | 0 | 0 | 0 | 0 | 0 | 0 | 0
0 | 0 | 0 | 0 | 0 | 0 | 0 | 0 | 0
0 | 0 | 0 | 0 | 0 | 0 | 0 | 0 | 0
0 | 0 | 0 | 0 | 0 | 0 | 0 | 0 | 0
0 | 0 | 0 | 0 | 0 | 0 | 0 | 0 | 0
0 | 0 | 0 | 0 | 0 | 0 | 0 | 0 | 0
0 | 0 | 0 | 0 | 0 | 0 | 0 | 0 | 0
0 | 0 | 0 | 0 | 0 | 0 | 0 | 0 | 0
0 | 0 | 0 | 0 | 0 | 0 | 0 | 0 | 0
0 | 0 | 0 | 0 | 0 | 0 | 0 | 0 | 0
0 | 0 | 0 | 0 |  |  | 0 | 0 | 0
0 | 0 | 0 | From | To | Cable Reference | 0 | 0 | 0
0 | 0 | 0 | 0 | 0 | 0 | 0 | 0 | 0
0 |  |  | 0 | 0 | 0 | 0 | 0 | 0
From | To | Cable Reference | 0 | 0 | 0 | 0 | 0 | 0
0 | 0 | 0 | 0 | 0 | 0 | 0
0 | 0 | 0 | 0 | 0 | 0 | From | To | Cable Reference
0 | 0 | 0 | 0 | 0 | 0 | 0 | 0 | 0
0 | 0 | 0 | 0 | 0 | 0 | 0 | 0 | 0
0 | 0 | 0 | 0 | 0 | 0 | 0 | 0 | 0
0 | 0 | 0 | 0 | 0 | 0 | 0 | 0 | 0
0 | 0 | 0 | 0 | 0 | 0 | 0 | 0 | 0
0 | 0 | 0 | 0 | 0 | 0 | 0 | 0 | 0
0 | 0 | 0 | 0 | 0 | 0 | 0 | 0 | 0
0 | 0 | 0 | 0 | 0 | 0 | 0 | 0 | 0
0 | 0 | 0 | 0 | 0 | 0 | 0 | 0 | 0
0 | 0 | 0 | 0 | 0 | 0 | 0 | 0 | 0
0 | 0 | 0 | 0 | 0 | 0 | 0 | 0 | 0
0 | 0 | 0 | 0 | 0 | 0 | 0 | 0 | 0
0 | 0 | 0 | 0 | 0 | 0 | 0 | 0 | 0
0 | 0 | 0 | 0 | 0 | 0 | 0 | 0 | 0
0 | 0 | 0 | 0 | 0 | 0 | 0 | 0 | 0
0 | 0 | 0 | 0 | 0 | 0 | 0 | 0 | 0
0 | 0 | 0 | 0 | 0 | 0 | 0 | 0 | 0
0 | 0 | 0 | 0 | 0 | 0 | 0 | 0 | 0
0 | 0 | 0 | 0 | 0 | 0 | 0 | 0 | 0
0 | 0 | 0 | 0 | 0 | 0 | 0 | 0 | 0
0 | 0 | 0 | 0 | 0 | 0 | 0 | 0 | 0
0 | 0 | 0 | 0 | 0 | 0 | 0 | 0 | 0
0 | 0 | 0 | 0 | 0 | 0 | 0 | 0 | 0
0 | 0 | 0 | 0 | 0 | 0 | 0 | 0 | 0
0 | 0 | 0 | 0 | 0 | 0 | 0 | 0 | 0
0 | 0 | 0 | 0 | 0 | 0 | 0
0 | 0 | 0 | 0 | 0 | 0 | From | To | Cable Reference
0 | 0 | 0 | 0 | 0 | 0 | 0 | 0 | 0
0 | 0 | 0 | 0 | 0 | 0 | 0 | 0 | 0
0 | 0 | 0 | 0 | 0 | 0 | 0 | 0 | 0
0 | 0 | 0 | 0 | 0 | 0 | 0 | 0 | 0
0 | 0 | 0 | 0 | 0 | 0 | 0 | 0 | 0
0 | 0 | 0 | 0 | 0 | 0 | 0 | 0 | 0
0 | 0 | 0 | 0 | 0 | 0 | 0 | 0 | 0
0 | 0 | 0 | 0 | 0 | 0 | 0 | 0 | 0
0 | 0 | 0 | 0 |  |  | 0 | 0 | 0
0 | 0 | 0 | From | To | Cable Reference | 0 | 0 | 0
0 | 0 | 0 | 0 | 0 | 0 | 0 | 0 | 0
0 | 0 | 0 | 0 | 0 | 0 | 0 | 0 | 0
0 | 0 | 0 | 0 | 0 | 0 | 0 | 0 | 0
0 | 0 | 0 | 0 | 0 | 0 | 0 | 0 | 0
0 | 0 | 0 | 0 | 0 | 0 | 0 | 0 | 0
0 | 0 | 0 | 0 | 0 | 0 | 0 | 0 | 0
0 | 0 | 0 | 0 | 0 | 0 | 0 | 0 | 0
0 | 0 | 0 | 0 | 0 | 0 | 0 | 0 | 0
0 | 0 | 0 | 0 | 0 | 0 | 0 | 0 | 0
0 | 0 | 0 | 0 | 0 | 0 | 0 | 0 | 0
0 | 0 | 0 | 0 | 0 | 0 | 0 | 0 | 0
0 | 0 | 0 | 0 | 0 | 0 | 0 | 0 | 0
0 | 0 | 0 | 0 | 0 | 0 | 0 | 0 | 0
0 | 0 | 0 | 0 | 0 | 0 | 0 | 0 | 0
0 | 0 | 0 | 0 | 0 | 0 | 0 | 0 | 0
0 | 0 | 0 | 0 | 0 | 0 | 0
0 |  |  | 0 | 0 | 0 | From | To | Cable Reference
From | To | Cable Reference | 0 | 0 | 0 | 0 | 0 | 0
0 | 0 | 0 | 0 | 0 | 0 | 0 | 0 | 0
0 | 0 | 0 | 0 | 0 | 0 | 0 | 0 | 0
0 | 0 | 0 | 0 | 0 | 0 | 0 | 0 | 0
0 | 0 | 0 | 0 | 0 | 0 | 0 | 0 | 0
0 | 0 | 0 | 0 | 0 | 0 | 0 | 0 | 0
0 | 0 | 0 | 0 | 0 | 0 | 0 | 0 | 0
0 | 0 | 0 | 0 | 0 | 0 | 0 | 0 | 0
0 | 0 | 0 | 0 | 0 | 0 | 0 | 0 | 0
0 | 0 | 0 | 0 | 0 | 0 | 0 | 0 | 0
0 | 0 | 0 | 0 | 0 | 0 | 0 | 0 | 0
0 | 0 | 0 | 0 | 0 | 0 | 0 | 0 | 0
0 | 0 | 0 | 0 | 0 | 0 | 0 | 0 | 0
0 | 0 | 0 | 0 | 0 | 0 | 0 | 0 | 0
0 | 0 | 0 | 0 | 0 | 0 | 0 | 0 | 0
0 | 0 | 0 | 0 | 0 | 0 | 0 | 0 | 0
0 | 0 | 0 | 0 | 0 | 0 | 0 | 0 | 0
0 | 0 | 0 | 0 | 0 | 0 | 0 | 0 | 0
0 | 0 | 0 | 0 | 0 | 0 | 0 | 0 | 0
0 | 0 | 0 | 0 | 0 | 0 | 0 | 0 | 0
0 | 0 | 0 | 0 | 0 | 0 | 0 | 0 | 0
0 | 0 | 0 | 0 | 0 | 0 | 0 | 0 | 0
0 | 0 | 0 | 0 | 0 | 0 | 0 | 0 | 0
0 | 0 | 0 | 0 |  |  | 0 | 0 | 0
0 | 0 | 0 | From | To | Cable Reference | 0 | 0 | 0
0 | 0 | 0 | 0 | 0 | 0 | 0
0 | 0 | 0 | 0 | 0 | 0 | From | To | Cable Reference
0 | 0 | 0 | 0 | 0 | 0 | 0 | 0 | 0
0 | 0 | 0 | 0 | 0 | 0 | 0 | 0 | 0
0 | 0 | 0 | 0 | 0 | 0 | 0 | 0 | 0
0 | 0 | 0 | 0 | 0 | 0 | 0 | 0 | 0
0 | 0 | 0 | 0 | 0 | 0 | 0 | 0 | 0
0 | 0 | 0 | 0 | 0 | 0 | 0 | 0 | 0
0 | 0 | 0 | 0 | 0 | 0 | 0 | 0 | 0
0 | 0 | 0 | 0 | 0 | 0 | 0 | 0 | 0
0 | 0 | 0 | 0 | 0 | 0 | 0 | 0 | 0
0 | 0 | 0 | 0 | 0 | 0 | 0 | 0 | 0
0 | 0 | 0 | 0 | 0 | 0 | 0 | 0 | 0
0 | 0 | 0 | 0 | 0 | 0 | 0 | 0 | 0
0 | 0 | 0 | 0 | 0 | 0 | 0 | 0 | 0
0 | 0 | 0 | 0 | 0 | 0 | 0 | 0 | 0
0 | 0 | 0 | 0 | 0 | 0 | 0 | 0 | 0
0 | 0 | 0 | 0 | 0 | 0 | 0 | 0 | 0
0 | 0 | 0 | 0 | 0 | 0 | 0 | 0 | 0
0 | 0 | 0 | 0 | 0 | 0 | 0 | 0 | 0
0 | 0 | 0 | 0 | 0 | 0 | 0 | 0 | 0
0 | 0 | 0 | 0 | 0 | 0 | 0 | 0 | 0
0 | 0 | 0 | 0 | 0 | 0 | 0 | 0 | 0
0 | 0 | 0 | 0 | 0 | 0 | 0 | 0 | 0
0 | 0 | 0 | 0 | 0 | 0 | 0 | 0 | 0
0 | 0 | 0 | 0 | 0 | 0 | 0 | 0 | 0
0 | 0 | 0 | 0 | 0 | 0 | 0 | 0 | 0
0 | 0 | 0 | 0 | 0 | 0 | 0
0 | 0 | 0 | 0 | 0 | 0 | From | To | Cable Reference
0 | 0 | 0 | 0 | 0 | 0 | 0 | 0 | 0
0 | 0 | 0 | 0 | 0 | 0 | 0 | 0 | 0
0 |  |  | 0 | 0 | 0 | 0 | 0 | 0
From | To | Cable Reference | 0 | 0 | 0 | 0 | 0 | 0
0 | 0 | 0 | 0 | 0 | 0 | 0 | 0 | 0
0 | 0 | 0 | 0 | 0 | 0 | 0 | 0 | 0
0 | 0 | 0 | 0 | 0 | 0 | 0 | 0 | 0
0 | 0 | 0 | 0 | 0 | 0 | 0 | 0 | 0
0 | 0 | 0 | 0 | 0 | 0 | 0 | 0 | 0
0 | 0 | 0 | 0 | 0 | 0 | 0 | 0 | 0
0 | 0 | 0 | 0 | 0 | 0 | 0 | 0 | 0
0 | 0 | 0 | 0 |  |  | 0 | 0 | 0
0 | 0 | 0 | From | To | Cable Reference | 0 | 0 | 0
0 | 0 | 0 | 0 | 0 | 0 | 0 | 0 | 0
0 | 0 | 0 | 0 | 0 | 0 | 0 | 0 | 0
0 | 0 | 0 | 0 | 0 | 0 | 0 | 0 | 0
0 | 0 | 0 | 0 | 0 | 0 | 0 | 0 | 0
0 | 0 | 0 | 0 | 0 | 0 | 0 | 0 | 0
0 | 0 | 0 | 0 | 0 | 0 | 0 | 0 | 0
0 | 0 | 0 | 0 | 0 | 0 | 0 | 0 | 0
0 | 0 | 0 | 0 | 0 | 0 | 0 | 0 | 0
0 | 0 | 0 | 0 | 0 | 0 | 0 | 0 | 0
0 | 0 | 0 | 0 | 0 | 0 | 0 | 0 | 0
0 | 0 | 0 | 0 | 0 | 0 | 0 | 0 | 0
0 | 0 | 0 | 0 | 0 | 0 | 0 | 0 | 0
0 | 0 | 0 | 0 | 0 | 0 | 0
0 | 0 | 0 | 0 | 0 | 0 | From | To | Cable Reference
0 | 0 | 0 | 0 | 0 | 0 | 0 | 0 | 0
0 | 0 | 0 | 0 | 0 | 0 | 0 | 0 | 0
0 | 0 | 0 | 0 | 0 | 0 | 0 | 0 | 0
0 | 0 | 0 | 0 | 0 | 0 | 0 | 0 | 0
0 | 0 | 0 | 0 | 0 | 0 | 0 | 0 | 0
0 | 0 | 0 | 0 | 0 | 0 | 0 | 0 | 0
0 | 0 | 0 | 0 | 0 | 0 | 0 | 0 | 0
0 | 0 | 0 | 0 | 0 | 0 | 0 | 0 | 0
0 | 0 | 0 | 0 | 0 | 0 | 0 | 0 | 0
0 | 0 | 0 | 0 | 0 | 0 | 0 | 0 | 0
0 | 0 | 0 | 0 | 0 | 0 | 0 | 0 | 0
0 | 0 | 0 | 0 | 0 | 0 | 0 | 0 | 0
0 | 0 | 0 | 0 | 0 | 0 | 0 | 0 | 0
0 | 0 | 0 | 0 | 0 | 0 | 0 | 0 | 0
0 | 0 | 0 | 0 | 0 | 0 | 0 | 0 | 0
0 | 0 | 0 | 0 | 0 | 0 | 0 | 0 | 0
0 | 0 | 0 | 0 | 0 | 0 | 0 | 0 | 0
0 | 0 | 0 | 0 | 0 | 0 | 0 | 0 | 0
0 | 0 | 0 | 0 | 0 | 0 | 0 | 0 | 0
0 | 0 | 0 | 0 | 0 | 0 | 0 | 0 | 0
0 | 0 | 0 | 0 | 0 | 0 | 0 | 0 | 0
0 | 0 | 0 | 0 | 0 | 0 | 0 | 0 | 0
0 | 0 | 0 | 0 | 0 | 0 | 0 | 0 | 0
0 | 0 | 0 | 0 | 0 | 0 | 0 | 0 | 0
0 | 0 | 0 | 0 | 0 | 0 | 0 | 0 | 0
0 | 0 | 0 | 0 | 0 | 0 | 0
0 | 0 | 0 | 0 |  |  | From | To | Cable Reference
0 | 0 | 0 | From | To | Cable Reference | 0 | 0 | 0
0 | 0 | 0 | 0 | 0 | 0 | 0 | 0 | 0
0 | 0 | 0 | 0 | 0 | 0 | 0 | 0 | 0
0 | 0 | 0 | 0 | 0 | 0 | 0 | 0 | 0
0 | 0 | 0 | 0 | 0 | 0 | 0 | 0 | 0
0 | 0 | 0 | 0 | 0 | 0 | 0 | 0 | 0
0 | 0 | 0 | 0 | 0 | 0 | 0 | 0 | 0
0 | 0 | 0 | 0 | 0 | 0 | 0 | 0 | 0
0 | 0 | 0 | 0 | 0 | 0 | 0 | 0 | 0
0 | 0 | 0 | 0 | 0 | 0 | 0 | 0 | 0
0 | 0 | 0 | 0 | 0 | 0 | 0 | 0 | 0
0 | 0 | 0 | 0 | 0 | 0 | 0 | 0 | 0
0 | 0 | 0 | 0 | 0 | 0 | 0 | 0 | 0
0 | 0 | 0 | 0 | 0 | 0 | 0 | 0 | 0
0 | 0 | 0 | 0 | 0 | 0 | 0 | 0 | 0
0 | 0 | 0 | 0 | 0 | 0 | 0 | 0 | 0
0 | 0 | 0 | 0 | 0 | 0 | 0 | 0 | 0
0 | 0 | 0 | 0 | 0 | 0 | 0 | 0 | 0
0 | 0 | 0 | 0 | 0 | 0 | 0 | 0 | 0
0 | 0 | 0 | 0 | 0 | 0 | 0 | 0 | 0
0 | 0 | 0 | 0 | 0 | 0 | 0 | 0 | 0
0 | 0 | 0 | 0 | 0 | 0 | 0 | 0 | 0
0 | 0 | 0 | 0 | 0 | 0 | 0 | 0 | 0
0 | 0 | 0 | 0 | 0 | 0 | 0 | 0 | 0
0 | 0 | 0 | 0 | 0 | 0 | 0 | 0 | 0
0 | 0 | 0 | 0 | 0 | 0 | 0
0 | 0 | 0 | 0 | 0 | 0 | From | To | Cable Reference
0 | 0 | 0 | 0 | 0 | 0 | 0 | 0 | 0
0 | 0 | 0 | 0 | 0 | 0 | 0 | 0 | 0
0 | 0 | 0 | 0 | 0 | 0 | 0 | 0 | 0
0 | 0 | 0 | 0 | 0 | 0 | 0 | 0 | 0
0 | 0 | 0 | 0 | 0 | 0 | 0 | 0 | 0
0 | 0 | 0 | 0 | 0 | 0 | 0 | 0 | 0
0 | 0 | 0 | 0 | 0 | 0 | 0 | 0 | 0
0 | 0 | 0 | 0 | 0 | 0 | 0 | 0 | 0
0 | 0 | 0 | 0 | 0 | 0 | 0 | 0 | 0
0 | 0 | 0 | 0 | 0 | 0 | 0 | 0 | 0
0 | 0 | 0 | 0 | 0 | 0 | 0 | 0 | 0
0 | 0 | 0 | 0 | 0 | 0 | 0 | 0 | 0
0 | 0 | 0 | 0 | 0 | 0 | 0 | 0 | 0
0 | 0 | 0 | 0 | 0 | 0 | 0 | 0 | 0
0 | 0 | 0 | 0 |  |  | 0 | 0 | 0
0 | 0 | 0 | From | To | Cable Reference | 0 | 0 | 0
0 | 0 | 0 | 0 | 0 | 0 | 0 | 0 | 0
0 | 0 | 0 | 0 | 0 | 0 | 0 | 0 | 0
0 | 0 | 0 | 0 | 0 | 0 | 0 | 0 | 0
0 | 0 | 0 | 0 | 0 | 0 | 0 | 0 | 0
0 | 0 | 0 | 0 | 0 | 0 | 0 | 0 | 0
0 | 0 | 0 | 0 | 0 | 0 | 0 | 0 | 0
0 | 0 | 0 | 0 | 0 | 0 | 0 | 0 | 0
0 | 0 | 0 | 0 | 0 | 0 | 0 | 0 | 0
0 | 0 | 0 | 0 | 0 | 0 | 0 | 0 | 0
0 | 0 | 0 | 0 | 0 | 0 | 0
0 | 0 | 0 | 0 | 0 | 0 | From | To | Cable Reference
0 | 0 | 0 | 0 | 0 | 0 | 0 | 0 | 0
0 | 0 | 0 | 0 | 0 | 0 | 0 | 0 | 0
0 | 0 | 0 | 0 | 0 | 0 | 0 | 0 | 0
0 | 0 | 0 | 0 | 0 | 0 | 0 | 0 | 0
0 | 0 | 0 | 0 | 0 | 0 | 0 | 0 | 0
0 | 0 | 0 | 0 | 0 | 0 | 0 | 0 | 0
0 | 0 | 0 | 0 | 0 | 0 | 0 | 0 | 0
0 | 0 | 0 | 0 | 0 | 0 | 0 | 0 | 0
0 | 0 | 0 | 0 | 0 | 0 | 0 | 0 | 0
0 | 0 | 0 | 0 | 0 | 0 | 0 | 0 | 0
0 | 0 | 0 | 0 | 0 | 0 | 0 | 0 | 0
0 | 0 | 0 | 0 | 0 | 0 | 0 | 0 | 0
0 | 0 | 0 | 0 | 0 | 0 | 0 | 0 | 0
0 | 0 | 0 | 0 | 0 | 0 | 0 | 0 | 0
0 | 0 | 0 | 0 | 0 | 0 | 0 | 0 | 0
0 | 0 | 0 | 0 | 0 | 0 | 0 | 0 | 0
0 | 0 | 0 | 0 | 0 | 0 | 0 | 0 | 0
0 | 0 | 0 | 0 | 0 | 0 | 0 | 0 | 0
0 | 0 | 0 | 0 | 0 | 0 | 0 | 0 | 0
0 | 0 | 0 | 0 | 0 | 0 | 0 | 0 | 0
0 | 0 | 0 | 0 | 0 | 0 | 0 | 0 | 0
0 | 0 | 0 | 0 | 0 | 0 | 0 | 0 | 0
0 | 0 | 0 | 0 | 0 | 0 | 0 | 0 | 0
0 | 0 | 0 | 0 | 0 | 0 | 0 | 0 | 0
0 | 0 | 0 | 0 | 0 | 0 | 0 | 0 | 0
0 | 0 | 0 | 0 | 0 | 0 | 0
0 | 0 | 0 | 0 | 0 | 0 | From | To | Cable Reference
0 | 0 | 0 | 0 | 0 | 0 | 0 | 0 | 0
0 | 0 | 0 | 0 | 0 | 0 | 0 | 0 | 0
0 | 0 | 0 | 0 |  |  | 0 | 0 | 0
0 | 0 | 0 | From | To | Cable Reference | 0 | 0 | 0
0 | 0 | 0 | 0 | 0 | 0 | 0 | 0 | 0
0 | 0 | 0 | 0 | 0 | 0 | 0 | 0 | 0
0 | 0 | 0 | 0 | 0 | 0 | 0 | 0 | 0
0 | 0 | 0 | 0 | 0 | 0 | 0 | 0 | 0
0 | 0 | 0 | 0 | 0 | 0 | 0 | 0 | 0
0 | 0 | 0 | 0 | 0 | 0 | 0 | 0 | 0
0 | 0 | 0 | 0 | 0 | 0 | 0 | 0 | 0
0 | 0 | 0 | 0 | 0 | 0 | 0 | 0 | 0
0 | 0 | 0 | 0 | 0 | 0 | 0 | 0 | 0
0 | 0 | 0 | 0 | 0 | 0 | 0 | 0 | 0
0 | 0 | 0 | 0 | 0 | 0 | 0 | 0 | 0
0 | 0 | 0 | 0 | 0 | 0 | 0 | 0 | 0
0 | 0 | 0 | 0 | 0 | 0 | 0 | 0 | 0
0 | 0 | 0 | 0 | 0 | 0 | 0 | 0 | 0
0 | 0 | 0 | 0 | 0 | 0 | 0 | 0 | 0
0 | 0 | 0 | 0 | 0 | 0 | 0 | 0 | 0
0 | 0 | 0 | 0 | 0 | 0 | 0 | 0 | 0
0 | 0 | 0 | 0 | 0 | 0 | 0 | 0 | 0
0 | 0 | 0 | 0 | 0 | 0 | 0 | 0 | 0
0 | 0 | 0 | 0 | 0 | 0 | 0 | 0 | 0
0 | 0 | 0 | 0 | 0 | 0 | 0 | 0 | 0
0 | 0 | 0 | 0 | 0 | 0 | 0
0 | 0 | 0 | 0 | 0 | 0 | From | To | Cable Reference
0 | 0 | 0 | 0 | 0 | 0 | 0 | 0 | 0
0 | 0 | 0 | 0 | 0 | 0 | 0 | 0 | 0
0 | 0 | 0 | 0 | 0 | 0 | 0 | 0 | 0
0 | 0 | 0 | 0 | 0 | 0 | 0 | 0 | 0
0 | 0 | 0 | 0 | 0 | 0 | 0 | 0 | 0
0 | 0 | 0 | 0 | 0 | 0 | 0 | 0 | 0
0 | 0 | 0 | 0 | 0 | 0 | 0 | 0 | 0
0 | 0 | 0 | 0 | 0 | 0 | 0 | 0 | 0
0 | 0 | 0 | 0 | 0 | 0 | 0 | 0 | 0
0 | 0 | 0 | 0 | 0 | 0 | 0 | 0 | 0
0 | 0 | 0 | 0 | 0 | 0 | 0 | 0 | 0
0 | 0 | 0 | 0 | 0 | 0 | 0 | 0 | 0
0 | 0 | 0 | 0 | 0 | 0 | 0 | 0 | 0
0 | 0 | 0 | 0 | 0 | 0 | 0 | 0 | 0
0 | 0 | 0 | 0 | 0 | 0 | 0 | 0 | 0
0 | 0 | 0 | 0 | 0 | 0 | 0 | 0 | 0
0 | 0 | 0 | 0 | 0 | 0 | 0 | 0 | 0
0 | 0 | 0 | 0 |  |  | 0 | 0 | 0
0 | 0 | 0 | From | To | Cable Reference | 0 | 0 | 0
0 | 0 | 0 | 0 | 0 | 0 | 0 | 0 | 0
0 | 0 | 0 | 0 | 0 | 0 | 0 | 0 | 0
0 | 0 | 0 | 0 | 0 | 0 | 0 | 0 | 0
0 | 0 | 0 | 0 | 0 | 0 | 0 | 0 | 0
0 | 0 | 0 | 0 | 0 | 0 | 0 | 0 | 0
0 | 0 | 0 | 0 | 0 | 0 | 0 | 0 | 0
0 | 0 | 0 | 0 | 0 | 0 | 0
0 | 0 | 0 | 0 | 0 | 0 | From | To | Cable Reference
0 | 0 | 0 | 0 | 0 | 0 | 0 | 0 | 0
0 | 0 | 0 | 0 | 0 | 0 | 0 | 0 | 0
0 | 0 | 0 | 0 | 0 | 0 | 0 | 0 | 0
0 | 0 | 0 | 0 | 0 | 0 | 0 | 0 | 0
0 | 0 | 0 | 0 | 0 | 0 | 0 | 0 | 0
0 | 0 | 0 | 0 | 0 | 0 | 0 | 0 | 0
0 | 0 | 0 | 0 | 0 | 0 | 0 | 0 | 0
0 | 0 | 0 | 0 | 0 | 0 | 0 | 0 | 0
0 | 0 | 0 | 0 | 0 | 0 | 0 | 0 | 0
0 | 0 | 0 | 0 | 0 | 0 | 0 | 0 | 0
0 | 0 | 0 | 0 | 0 | 0 | 0 | 0 | 0
0 | 0 | 0 | 0 | 0 | 0 | 0 | 0 | 0
0 | 0 | 0 | 0 | 0 | 0 | 0 | 0 | 0
0 | 0 | 0 | 0 | 0 | 0 | 0 | 0 | 0
0 | 0 | 0 | 0 | 0 | 0 | 0 | 0 | 0
0 | 0 | 0 | 0 | 0 | 0 | 0 | 0 | 0
0 | 0 | 0 | 0 | 0 | 0 | 0 | 0 | 0
0 | 0 | 0 | 0 | 0 | 0 | 0 | 0 | 0
0 | 0 | 0 | 0 | 0 | 0 | 0 | 0 | 0
0 | 0 | 0 | 0 | 0 | 0 | 0 | 0 | 0
0 | 0 | 0 | 0 | 0 | 0 | 0 | 0 | 0
0 | 0 | 0 | 0 | 0 | 0 | 0 | 0 | 0
0 | 0 | 0 | 0 | 0 | 0 | 0 | 0 | 0
0 | 0 | 0 | 0 | 0 | 0 | 0 | 0 | 0
0 | 0 | 0 | 0 | 0 | 0 | 0 | 0 | 0
0 | 0 | 0 | 0 | 0 | 0 | 0
0 | 0 | 0 | 0 | 0 | 0 | From | To | Cable Reference
0 | 0 | 0 | 0 | 0 | 0 | 0 | 0 | 0
0 | 0 | 0 | 0 | 0 | 0 | 0 | 0 | 0
0 | 0 | 0 | 0 | 0 | 0 | 0 | 0 | 0
0 | 0 | 0 | 0 | 0 | 0 | 0 | 0 | 0
0 | 0 | 0 | 0 | 0 | 0 | 0 | 0 | 0
0 | 0 | 0 | 0 |  |  | 0 | 0 | 0
0 | 0 | 0 | From | To | Cable Reference | 0 | 0 | 0
0 | 0 | 0 | 0 | 0 | 0 | 0 | 0 | 0
0 | 0 | 0 | 0 | 0 | 0 | 0 | 0 | 0
0 | 0 | 0 | 0 | 0 | 0 | 0 | 0 | 0
0 | 0 | 0 | 0 | 0 | 0 | 0 | 0 | 0
0 | 0 | 0 | 0 | 0 | 0 | 0 | 0 | 0
0 | 0 | 0 | 0 | 0 | 0 | 0 | 0 | 0
0 | 0 | 0 | 0 | 0 | 0 | 0 | 0 | 0
0 | 0 | 0 | 0 | 0 | 0 | 0 | 0 | 0
0 | 0 | 0 | 0 | 0 | 0 | 0 | 0 | 0
0 | 0 | 0 | 0 | 0 | 0 | 0 | 0 | 0
0 | 0 | 0 | 0 | 0 | 0 | 0 | 0 | 0
0 | 0 | 0 | 0 | 0 | 0 | 0 | 0 | 0
0 | 0 | 0 | 0 | 0 | 0 | 0 | 0 | 0
0 | 0 | 0 | 0 | 0 | 0 | 0 | 0 | 0
0 | 0 | 0 | 0 | 0 | 0 | 0 | 0 | 0
0 | 0 | 0 | 0 | 0 | 0 | 0 | 0 | 0
0 | 0 | 0 | 0 | 0 | 0 | 0 | 0 | 0
0 | 0 | 0 | 0 | 0 | 0 | 0 | 0 | 0
0 | 0 | 0 | 0 | 0 | 0 | 0
0 | 0 | 0 | 0 | 0 | 0 | From | To | Cable Reference
0 | 0 | 0 | 0 | 0 | 0 | 0 | 0 | 0
0 | 0 | 0 | 0 | 0 | 0 | 0 | 0 | 0
0 | 0 | 0 | 0 | 0 | 0 | 0 | 0 | 0
0 | 0 | 0 | 0 | 0 | 0 | 0 | 0 | 0
0 | 0 | 0 | 0 | 0 | 0 | 0 | 0 | 0
0 | 0 | 0 | 0 | 0 | 0 | 0 | 0 | 0
0 | 0 | 0 | 0 | 0 | 0 | 0 | 0 | 0
0 | 0 | 0 | 0 | 0 | 0 | 0 | 0 | 0
0 | 0 | 0 | 0 | 0 | 0 | 0 | 0 | 0
0 | 0 | 0 | 0 | 0 | 0 | 0 | 0 | 0
0 | 0 | 0 | 0 | 0 | 0 | 0 | 0 | 0
0 | 0 | 0 | 0 | 0 | 0 | 0 | 0 | 0
0 | 0 | 0 | 0 | 0 | 0 | 0 | 0 | 0
0 | 0 | 0 | 0 | 0 | 0 | 0 | 0 | 0
0 | 0 | 0 | 0 | 0 | 0 | 0 | 0 | 0
0 | 0 | 0 | 0 | 0 | 0 | 0 | 0 | 0
0 | 0 | 0 | 0 | 0 | 0 | 0 | 0 | 0
0 | 0 | 0 | 0 | 0 | 0 | 0 | 0 | 0
0 | 0 | 0 | 0 | 0 | 0 | 0 | 0 | 0
0 | 0 | 0 | 0 | 0 | 0 | 0 | 0 | 0
0 | 0 | 0 | 0 |  |  | 0 | 0 | 0
0 | 0 | 0 | From | To | Cable Reference | 0 | 0 | 0
0 | 0 | 0 | 0 | 0 | 0 | 0 | 0 | 0
0 | 0 | 0 | 0 | 0 | 0 | 0 | 0 | 0
0 | 0 | 0 | 0 | 0 | 0 | 0 | 0 | 0
0 | 0 | 0 | 0 | 0 | 0 | 0
0 | 0 | 0 | 0 | 0 | 0 | From | To | Cable Reference
0 | 0 | 0 | 0 | 0 | 0 | 0 | 0 | 0
0 | 0 | 0 | 0 | 0 | 0 | 0 | 0 | 0
0 | 0 | 0 | 0 | 0 | 0 | 0 | 0 | 0
0 | 0 | 0 | 0 | 0 | 0 | 0 | 0 | 0
0 | 0 | 0 | 0 | 0 | 0 | 0 | 0 | 0
0 | 0 | 0 | 0 | 0 | 0 | 0 | 0 | 0
0 | 0 | 0 | 0 | 0 | 0 | 0 | 0 | 0
0 | 0 | 0 | 0 | 0 | 0 | 0 | 0 | 0
0 | 0 | 0 | 0 | 0 | 0 | 0 | 0 | 0
0 | 0 | 0 | 0 | 0 | 0 | 0 | 0 | 0
0 | 0 | 0 | 0 | 0 | 0 | 0 | 0 | 0
0 | 0 | 0 | 0 | 0 | 0 | 0 | 0 | 0
0 | 0 | 0 | 0 | 0 | 0 | 0 | 0 | 0
0 | 0 | 0 | 0 | 0 | 0 | 0 | 0 | 0
0 | 0 | 0 | 0 | 0 | 0 | 0 | 0 | 0
0 | 0 | 0 | 0 | 0 | 0 | 0 | 0 | 0
0 | 0 | 0 | 0 | 0 | 0 | 0 | 0 | 0
0 | 0 | 0 | 0 | 0 | 0 | 0 | 0 | 0
0 | 0 | 0 | 0 | 0 | 0 | 0 | 0 | 0
0 | 0 | 0 | 0 | 0 | 0 | 0 | 0 | 0
0 | 0 | 0 | 0 | 0 | 0 | 0 | 0 | 0
0 | 0 | 0 | 0 | 0 | 0 | 0 | 0 | 0
0 | 0 | 0 | 0 | 0 | 0 | 0 | 0 | 0
0 | 0 | 0 | 0 | 0 | 0 | 0 | 0 | 0
0 | 0 | 0 | 0 | 0 | 0 | 0 | 0 | 0
0 | 0 | 0 | 0 | 0 | 0 | 0
0 | 0 | 0 | 0 | 0 | 0 | From | To | Cable Reference
0 | 0 | 0 | 0 | 0 | 0 | 0 | 0 | 0
0 | 0 | 0 | 0 | 0 | 0 | 0 | 0 | 0
0 | 0 | 0 | 0 | 0 | 0 | 0 | 0 | 0
0 | 0 | 0 | 0 | 0 | 0 | 0 | 0 | 0
0 | 0 | 0 | 0 | 0 | 0 | 0 | 0 | 0
0 | 0 | 0 | 0 | 0 | 0 | 0 | 0 | 0
0 | 0 | 0 | 0 | 0 | 0 | 0 | 0 | 0
0 | 0 | 0 | 0 | 0 | 0 | 0 | 0 | 0
0 | 0 | 0 | 0 |  |  | 0 | 0 | 0
0 | 0 | 0 | From | To | Cable Reference | 0 | 0 | 0
0 | 0 | 0 | 0 | 0 | 0 | 0 | 0 | 0
0 | 0 | 0 | 0 | 0 | 0 | 0 | 0 | 0
0 | 0 | 0 | 0 | 0 | 0 | 0 | 0 | 0
0 | 0 | 0 | 0 | 0 | 0 | 0 | 0 | 0
0 | 0 | 0 | 0 | 0 | 0 | 0 | 0 | 0
0 | 0 | 0 | 0 | 0 | 0 | 0 | 0 | 0
0 | 0 | 0 | 0 | 0 | 0 | 0 | 0 | 0
0 | 0 | 0 | 0 | 0 | 0 | 0 | 0 | 0
0 | 0 | 0 | 0 | 0 | 0 | 0 | 0 | 0
0 | 0 | 0 | 0 | 0 | 0 | 0 | 0 | 0
0 | 0 | 0 | 0 | 0 | 0 | 0 | 0 | 0
0 | 0 | 0 | 0 | 0 | 0 | 0 | 0 | 0
0 | 0 | 0 | 0 | 0 | 0 | 0 | 0 | 0
0 | 0 | 0 | 0 | 0 | 0 | 0 | 0 | 0
0 | 0 | 0 | 0 | 0 | 0 | 0 | 0 | 0
0 | 0 | 0 | 0 | 0 | 0 | 0
0 | 0 | 0 | 0 | 0 | 0 | From | To | Cable Reference
0 | 0 | 0 | 0 | 0 | 0 | 0 | 0 | 0
0 | 0 | 0 | 0 | 0 | 0 | 0 | 0 | 0
0 | 0 | 0 | 0 | 0 | 0 | 0 | 0 | 0
0 | 0 | 0 | 0 | 0 | 0 | 0 | 0 | 0
0 | 0 | 0 | 0 | 0 | 0 | 0 | 0 | 0
0 | 0 | 0 | 0 | 0 | 0 | 0 | 0 | 0
0 | 0 | 0 | 0 | 0 | 0 | 0 | 0 | 0
0 | 0 | 0 | 0 | 0 | 0 | 0 | 0 | 0
0 | 0 | 0 | 0 | 0 | 0 | 0 | 0 | 0
0 | 0 | 0 | 0 | 0 | 0 | 0 | 0 | 0
0 | 0 | 0 | 0 | 0 | 0 | 0 | 0 | 0
0 | 0 | 0 | 0 | 0 | 0 | 0 | 0 | 0
0 | 0 | 0 | 0 | 0 | 0 | 0 | 0 | 0
0 | 0 | 0 | 0 | 0 | 0 | 0 | 0 | 0
0 | 0 | 0 | 0 | 0 | 0 | 0 | 0 | 0
0 | 0 | 0 | 0 | 0 | 0 | 0 | 0 | 0
0 | 0 | 0 | 0 | 0 | 0 | 0 | 0 | 0
0 | 0 | 0 | 0 | 0 | 0 | 0 | 0 | 0
0 | 0 | 0 | 0 | 0 | 0 | 0 | 0 | 0
0 | 0 | 0 | 0 | 0 | 0 | 0 | 0 | 0
0 | 0 | 0 | 0 | 0 | 0 | 0 | 0 | 0
0 | 0 | 0 | 0 | 0 | 0 | 0 | 0 | 0
0 | 0 | 0 | 0 | 0 | 0 | 0 | 0 | 0
0 | 0 | 0 | 0 |  |  | 0 | 0 | 0
0 | 0 | 0 | From | To | Cable Reference | 0 | 0 | 0
0 | 0 | 0 | 0 | 0 | 0 | 0
0 | 0 | 0 | 0 | 0 | 0 | From | To | Cable Reference
0 | 0 | 0 | 0 | 0 | 0 | 0 | 0 | 0
0 | 0 | 0 | 0 | 0 | 0 | 0 | 0 | 0
0 | 0 | 0 | 0 | 0 | 0 | 0 | 0 | 0
0 | 0 | 0 | 0 | 0 | 0 | 0 | 0 | 0
0 | 0 | 0 | 0 | 0 | 0 | 0 | 0 | 0
0 | 0 | 0 | 0 | 0 | 0 | 0 | 0 | 0
0 | 0 | 0 | 0 | 0 | 0 | 0 | 0 | 0
0 | 0 | 0 | 0 | 0 | 0 | 0 | 0 | 0
0 | 0 | 0 | 0 | 0 | 0 | 0 | 0 | 0
0 | 0 | 0 | 0 | 0 | 0 | 0 | 0 | 0
0 | 0 | 0 | 0 | 0 | 0 | 0 | 0 | 0
0 | 0 | 0 | 0 | 0 | 0 | 0 | 0 | 0
0 | 0 | 0 | 0 | 0 | 0 | 0 | 0 | 0
0 | 0 | 0 | 0 | 0 | 0 | 0 | 0 | 0
0 | 0 | 0 | 0 | 0 | 0 | 0 | 0 | 0
0 | 0 | 0 | 0 | 0 | 0 | 0 | 0 | 0
0 | 0 | 0 | 0 | 0 | 0 | 0 | 0 | 0
0 | 0 | 0 | 0 | 0 | 0 | 0 | 0 | 0
0 | 0 | 0 | 0 | 0 | 0 | 0 | 0 | 0
0 | 0 | 0 | 0 | 0 | 0 | 0 | 0 | 0
0 | 0 | 0 | 0 | 0 | 0 | 0 | 0 | 0
0 | 0 | 0 | 0 | 0 | 0 | 0 | 0 | 0
0 | 0 | 0 | 0 | 0 | 0 | 0 | 0 | 0
0 | 0 | 0 | 0 | 0 | 0 | 0 | 0 | 0
0 | 0 | 0 | 0 | 0 | 0 | 0 | 0 | 0
0 | 0 | 0 | 0 | 0 | 0 | 0
0 | 0 | 0 | 0 | 0 | 0 | From | To | Cable Reference
0 | 0 | 0 | 0 | 0 | 0 | 0 | 0 | 0
0 | 0 | 0 | 0 | 0 | 0 | 0 | 0 | 0
0 | 0 | 0 | 0 | 0 | 0 | 0 | 0 | 0
0 | 0 | 0 | 0 | 0 | 0 | 0 | 0 | 0
0 | 0 | 0 | 0 | 0 | 0 | 0 | 0 | 0
0 | 0 | 0 | 0 | 0 | 0 | 0 | 0 | 0
0 | 0 | 0 | 0 | 0 | 0 | 0 | 0 | 0
0 | 0 | 0 | 0 | 0 | 0 | 0 | 0 | 0
0 | 0 | 0 | 0 | 0 | 0 | 0 | 0 | 0
0 | 0 | 0 | 0 | 0 | 0 | 0 | 0 | 0
0 | 0 | 0 | 0 | 0 | 0 | 0 | 0 | 0
0 | 0 | 0 | 0 |  |  | 0 | 0 | 0
0 | 0 | 0 | From | To | Cable Reference | 0 | 0 | 0
0 | 0 | 0 | 0 | 0 | 0 | 0 | 0 | 0
0 | 0 | 0 | 0 | 0 | 0 | 0 | 0 | 0
0 | 0 | 0 | 0 | 0 | 0 | 0 | 0 | 0
0 | 0 | 0 | 0 | 0 | 0 | 0 | 0 | 0
0 | 0 | 0 | 0 | 0 | 0 | 0 | 0 | 0
0 | 0 | 0 | 0 | 0 | 0 | 0 | 0 | 0
0 | 0 | 0 | 0 | 0 | 0 | 0 | 0 | 0
0 | 0 | 0 | 0 | 0 | 0 | 0 | 0 | 0
0 | 0 | 0 | 0 | 0 | 0 | 0 | 0 | 0
0 | 0 | 0 | 0 | 0 | 0 | 0 | 0 | 0
0 | 0 | 0 | 0 | 0 | 0 | 0 | 0 | 0
0 | 0 | 0 | 0 | 0 | 0 | 0 | 0 | 0
0 | 0 | 0 | 0 | 0 | 0 | 0
0 | 0 | 0 | 0 | 0 | 0 | From | To | Cable Reference
0 | 0 | 0 | 0 | 0 | 0 | 0 | 0 | 0
0 | 0 | 0 | 0 | 0 | 0 | 0 | 0 | 0
0 | 0 | 0 | 0 | 0 | 0 | 0 | 0 | 0
0 | 0 | 0 | 0 | 0 | 0 | 0 | 0 | 0
0 | 0 | 0 | 0 | 0 | 0 | 0 | 0 | 0
0 | 0 | 0 | 0 | 0 | 0 | 0 | 0 | 0
0 | 0 | 0 | 0 | 0 | 0 | 0 | 0 | 0
0 | 0 | 0 | 0 | 0 | 0 | 0 | 0 | 0
0 | 0 | 0 | 0 | 0 | 0 | 0 | 0 | 0
0 | 0 | 0 | 0 | 0 | 0 | 0 | 0 | 0
0 | 0 | 0 | 0 | 0 | 0 | 0 | 0 | 0
0 | 0 | 0 | 0 | 0 | 0 | 0 | 0 | 0
0 | 0 | 0 | 0 | 0 | 0 | 0 | 0 | 0
0 | 0 | 0 | 0 | 0 | 0 | 0 | 0 | 0
0 | 0 | 0 | 0 | 0 | 0 | 0 | 0 | 0
0 | 0 | 0 | 0 | 0 | 0 | 0 | 0 | 0
0 | 0 | 0 | 0 | 0 | 0 | 0 | 0 | 0
0 | 0 | 0 | 0 | 0 | 0 | 0 | 0 | 0
0 | 0 | 0 | 0 | 0 | 0 | 0 | 0 | 0
0 | 0 | 0 | 0 | 0 | 0 | 0 | 0 | 0
0 | 0 | 0 | 0 | 0 | 0 | 0 | 0 | 0
0 | 0 | 0 | 0 | 0 | 0 | 0 | 0 | 0
0 | 0 | 0 | 0 | 0 | 0 | 0 | 0 | 0
0 | 0 | 0 | 0 | 0 | 0 | 0 | 0 | 0
0 | 0 | 0 | 0 | 0 | 0 | 0 | 0 | 0
0 | 0 | 0 | 0 | 0 | 0 | 0
0 | 0 | 0 | 0 |  |  | From | To | Cable Reference
0 | 0 | 0 | From | To | Cable Reference | 0 | 0 | 0
0 | 0 | 0 | 0 | 0 | 0 | 0 | 0 | 0
0 | 0 | 0 | 0 | 0 | 0 | 0 | 0 | 0
0 | 0 | 0 | 0 | 0 | 0 | 0 | 0 | 0
0 | 0 | 0 | 0 | 0 | 0 | 0 | 0 | 0
0 | 0 | 0 | 0 | 0 | 0 | 0 | 0 | 0
0 | 0 | 0 | 0 | 0 | 0 | 0 | 0 | 0
0 | 0 | 0 | 0 | 0 | 0 | 0 | 0 | 0
0 | 0 | 0 | 0 | 0 | 0 | 0 | 0 | 0
0 | 0 | 0 | 0 | 0 | 0 | 0 | 0 | 0
0 | 0 | 0 | 0 | 0 | 0 | 0 | 0 | 0
0 | 0 | 0 | 0 | 0 | 0 | 0 | 0 | 0
0 | 0 | 0 | 0 | 0 | 0 | 0 | 0 | 0
0 | 0 | 0 | 0 | 0 | 0 | 0 | 0 | 0
0 | 0 | 0 | 0 | 0 | 0 | 0 | 0 | 0
0 | 0 | 0 | 0 | 0 | 0 | 0 | 0 | 0
0 | 0 | 0 | 0 | 0 | 0 | 0 | 0 | 0
0 | 0 | 0 | 0 | 0 | 0 | 0 | 0 | 0
0 | 0 | 0 | 0 | 0 | 0 | 0 | 0 | 0
0 | 0 | 0 | 0 | 0 | 0 | 0 | 0 | 0
0 | 0 | 0 | 0 | 0 | 0 | 0 | 0 | 0
0 | 0 | 0 | 0 | 0 | 0 | 0 | 0 | 0
0 | 0 | 0 | 0 | 0 | 0 | 0 | 0 | 0
0 | 0 | 0 | 0 | 0 | 0 | 0 | 0 | 0
0 | 0 | 0 | 0 | 0 | 0 | 0 | 0 | 0
0 | 0 | 0 | 0 | 0 | 0 | 0
0 | 0 | 0 | 0 | 0 | 0 | From | To | Cable Reference
0 | 0 | 0 | 0 | 0 | 0 | 0 | 0 | 0
0 | 0 | 0 | 0 | 0 | 0 | 0 | 0 | 0
0 | 0 | 0 | 0 | 0 | 0 | 0 | 0 | 0
0 | 0 | 0 | 0 | 0 | 0 | 0 | 0 | 0
0 | 0 | 0 | 0 | 0 | 0 | 0 | 0 | 0
0 | 0 | 0 | 0 | 0 | 0 | 0 | 0 | 0
0 | 0 | 0 | 0 | 0 | 0 | 0 | 0 | 0
0 | 0 | 0 | 0 | 0 | 0 | 0 | 0 | 0
0 | 0 | 0 | 0 | 0 | 0 | 0 | 0 | 0
0 | 0 | 0 | 0 | 0 | 0 | 0 | 0 | 0
0 | 0 | 0 | 0 | 0 | 0 | 0 | 0 | 0
0 | 0 | 0 | 0 | 0 | 0 | 0 | 0 | 0
0 | 0 | 0 | 0 | 0 | 0 | 0 | 0 | 0
0 | 0 | 0 | 0 | 0 | 0 | 0 | 0 | 0
0 | 0 | 0 | 0 |  |  | 0 | 0 | 0
0 | 0 | 0 | From | To | Cable Reference | 0 | 0 | 0
0 | 0 | 0 | 0 | 0 | 0 | 0 | 0 | 0
0 | 0 | 0 | 0 | 0 | 0 | 0 | 0 | 0
0 | 0 | 0 | 0 | 0 | 0 | 0 | 0 | 0
0 | 0 | 0 | 0 | 0 | 0 | 0 | 0 | 0
0 | 0 | 0 | 0 | 0 | 0 | 0 | 0 | 0
0 | 0 | 0 | 0 | 0 | 0 | 0 | 0 | 0
0 | 0 | 0 | 0 | 0 | 0 | 0 | 0 | 0
0 | 0 | 0 | 0 | 0 | 0 | 0 | 0 | 0
0 | 0 | 0 | 0 | 0 | 0 | 0 | 0 | 0
0 | 0 | 0 | 0 | 0 | 0 | 0
0 | 0 | 0 | 0 | 0 | 0 | From | To | Cable Reference
0 | 0 | 0 | 0 | 0 | 0 | 0 | 0 | 0
0 | 0 | 0 | 0 | 0 | 0 | 0 | 0 | 0
0 | 0 | 0 | 0 | 0 | 0 | 0 | 0 | 0
0 | 0 | 0 | 0 | 0 | 0 | 0 | 0 | 0
0 | 0 | 0 | 0 | 0 | 0 | 0 | 0 | 0
0 | 0 | 0 | 0 | 0 | 0 | 0 | 0 | 0
0 | 0 | 0 | 0 | 0 | 0 | 0 | 0 | 0
0 | 0 | 0 | 0 | 0 | 0 | 0 | 0 | 0
0 | 0 | 0 | 0 | 0 | 0 | 0 | 0 | 0
0 | 0 | 0 | 0 | 0 | 0 | 0 | 0 | 0
0 | 0 | 0 | 0 | 0 | 0 | 0 | 0 | 0
0 | 0 | 0 | 0 | 0 | 0 | 0 | 0 | 0
0 | 0 | 0 | 0 | 0 | 0 | 0 | 0 | 0
0 | 0 | 0 | 0 | 0 | 0 | 0 | 0 | 0
0 | 0 | 0 | 0 | 0 | 0 | 0 | 0 | 0
0 | 0 | 0 | 0 | 0 | 0 | 0 | 0 | 0
0 | 0 | 0 | 0 | 0 | 0 | 0 | 0 | 0
0 | 0 | 0 | 0 | 0 | 0 | 0 | 0 | 0
0 | 0 | 0 | 0 | 0 | 0 | 0 | 0 | 0
0 | 0 | 0 | 0 | 0 | 0 | 0 | 0 | 0
0 | 0 | 0 | 0 | 0 | 0 | 0 | 0 | 0
0 | 0 | 0 | 0 | 0 | 0 | 0 | 0 | 0
0 | 0 | 0 | 0 | 0 | 0 | 0 | 0 | 0
0 | 0 | 0 | 0 | 0 | 0 | 0 | 0 | 0
0 | 0 | 0 | 0 | 0 | 0 | 0 | 0 | 0
0 | 0 | 0 | 0 | 0 | 0 | 0
0 | 0 | 0 | 0 | 0 | 0 | From | To | Cable Reference
0 | 0 | 0 | 0 | 0 | 0 | 0 | 0 | 0
0 | 0 | 0 | 0 | 0 | 0 | 0 | 0 | 0
0 | 0 | 0 | 0 |  |  | 0 | 0 | 0
0 | 0 | 0 | From | To | Cable Reference | 0 | 0 | 0
0 | 0 | 0 | 0 | 0 | 0 | 0 | 0 | 0
0 | 0 | 0 | 0 | 0 | 0 | 0 | 0 | 0
0 | 0 | 0 | 0 | 0 | 0 | 0 | 0 | 0
0 | 0 | 0 | 0 | 0 | 0 | 0 | 0 | 0
0 | 0 | 0 | 0 | 0 | 0 | 0 | 0 | 0
0 | 0 | 0 | 0 | 0 | 0 | 0 | 0 | 0
0 | 0 | 0 | 0 | 0 | 0 | 0 | 0 | 0
0 | 0 | 0 | 0 | 0 | 0 | 0 | 0 | 0
0 | 0 | 0 | 0 | 0 | 0 | 0 | 0 | 0
0 | 0 | 0 | 0 | 0 | 0 | 0 | 0 | 0
0 | 0 | 0 | 0 | 0 | 0 | 0 | 0 | 0
0 | 0 | 0 | 0 | 0 | 0 | 0 | 0 | 0
0 | 0 | 0 | 0 | 0 | 0 | 0 | 0 | 0
0 | 0 | 0 | 0 | 0 | 0 | 0 | 0 | 0
0 | 0 | 0 | 0 | 0 | 0 | 0 | 0 | 0
0 | 0 | 0 | 0 | 0 | 0 | 0 | 0 | 0
0 | 0 | 0 | 0 | 0 | 0 | 0 | 0 | 0
0 | 0 | 0 | 0 | 0 | 0 | 0 | 0 | 0
0 | 0 | 0 | 0 | 0 | 0 | 0 | 0 | 0
0 | 0 | 0 | 0 | 0 | 0 | 0 | 0 | 0
0 | 0 | 0 | 0 | 0 | 0 | 0 | 0 | 0
0 | 0 | 0 | 0 | 0 | 0 | 0
0 | 0 | 0 | 0 | 0 | 0 | From | To | Cable Reference
0 | 0 | 0 | 0 | 0 | 0 | 0 | 0 | 0
0 | 0 | 0 | 0 | 0 | 0 | 0 | 0 | 0
0 | 0 | 0 | 0 | 0 | 0 | 0 | 0 | 0
0 | 0 | 0 | 0 | 0 | 0 | 0 | 0 | 0
0 | 0 | 0 | 0 | 0 | 0 | 0 | 0 | 0
0 | 0 | 0 | 0 | 0 | 0 | 0 | 0 | 0
0 | 0 | 0 | 0 | 0 | 0 | 0 | 0 | 0
0 | 0 | 0 | 0 | 0 | 0 | 0 | 0 | 0
0 | 0 | 0 | 0 | 0 | 0 | 0 | 0 | 0
0 | 0 | 0 | 0 | 0 | 0 | 0 | 0 | 0
0 | 0 | 0 | 0 | 0 | 0 | 0 | 0 | 0
0 | 0 | 0 | 0 | 0 | 0 | 0 | 0 | 0
0 | 0 | 0 | 0 | 0 | 0 | 0 | 0 | 0
0 | 0 | 0 | 0 | 0 | 0 | 0 | 0 | 0
0 | 0 | 0 | 0 | 0 | 0 | 0 | 0 | 0
0 | 0 | 0 | 0 | 0 | 0 | 0 | 0 | 0
0 | 0 | 0 | 0 | 0 | 0 | 0 | 0 | 0
0 | 0 | 0 | 0 |  |  | 0 | 0 | 0
0 | 0 | 0 | From | To | Cable Reference | 0 | 0 | 0
0 | 0 | 0 | 0 | 0 | 0 | 0 | 0 | 0
0 | 0 | 0 | 0 | 0 | 0 | 0 | 0 | 0
0 | 0 | 0 | 0 | 0 | 0 | 0 | 0 | 0
0 | 0 | 0 | 0 | 0 | 0 | 0 | 0 | 0
0 | 0 | 0 | 0 | 0 | 0 | 0 | 0 | 0
0 | 0 | 0 | 0 | 0 | 0 | 0 | 0 | 0
0 | 0 | 0 | 0 | 0 | 0 | 0
0 | 0 | 0 | 0 | 0 | 0 | From | To | Cable Reference
0 | 0 | 0 | 0 | 0 | 0 | 0 | 0 | 0
0 | 0 | 0 | 0 | 0 | 0 | 0 | 0 | 0
0 | 0 | 0 | 0 | 0 | 0 | 0 | 0 | 0
0 | 0 | 0 | 0 | 0 | 0 | 0 | 0 | 0
0 | 0 | 0 | 0 | 0 | 0 | 0 | 0 | 0
0 | 0 | 0 | 0 | 0 | 0 | 0 | 0 | 0
0 | 0 | 0 | 0 | 0 | 0 | 0 | 0 | 0
0 | 0 | 0 | 0 | 0 | 0 | 0 | 0 | 0
0 | 0 | 0 | 0 | 0 | 0 | 0 | 0 | 0
0 | 0 | 0 | 0 | 0 | 0 | 0 | 0 | 0
0 | 0 | 0 | 0 | 0 | 0 | 0 | 0 | 0
0 | 0 | 0 | 0 | 0 | 0 | 0 | 0 | 0
0 | 0 | 0 | 0 | 0 | 0 | 0 | 0 | 0
0 | 0 | 0 | 0 | 0 | 0 | 0 | 0 | 0
0 | 0 | 0 | 0 | 0 | 0 | 0 | 0 | 0
0 | 0 | 0 | 0 | 0 | 0 | 0 | 0 | 0
0 | 0 | 0 | 0 | 0 | 0 | 0 | 0 | 0
0 | 0 | 0 | 0 | 0 | 0 | 0 | 0 | 0
0 | 0 | 0 | 0 | 0 | 0 | 0 | 0 | 0
0 | 0 | 0 | 0 | 0 | 0 | 0 | 0 | 0
0 | 0 | 0 | 0 | 0 | 0 | 0 | 0 | 0
0 | 0 | 0 | 0 | 0 | 0 | 0 | 0 | 0
0 | 0 | 0 | 0 | 0 | 0 | 0 | 0 | 0
0 | 0 | 0 | 0 | 0 | 0 | 0 | 0 | 0
0 | 0 | 0 | 0 | 0 | 0 | 0 | 0 | 0
0 | 0 | 0 | 0 | 0 | 0 | 0
0 | 0 | 0 | 0 | 0 | 0 | From | To | Cable Reference
0 | 0 | 0 | 0 | 0 | 0 | 0 | 0 | 0
0 | 0 | 0 | 0 | 0 | 0 | 0 | 0 | 0
0 | 0 | 0 | 0 | 0 | 0 | 0 | 0 | 0
0 | 0 | 0 | 0 | 0 | 0 | 0 | 0 | 0
0 | 0 | 0 | 0 | 0 | 0 | 0 | 0 | 0
0 | 0 | 0 | 0 |  |  | 0 | 0 | 0
0 | 0 | 0 | From | To | Cable Reference | 0 | 0 | 0
0 | 0 | 0 | 0 | 0 | 0 | 0 | 0 | 0
0 | 0 | 0 | 0 | 0 | 0 | 0 | 0 | 0
0 | 0 | 0 | 0 | 0 | 0 | 0 | 0 | 0
0 | 0 | 0 | 0 | 0 | 0 | 0 | 0 | 0
0 | 0 | 0 | 0 | 0 | 0 | 0 | 0 | 0
0 | 0 | 0 | 0 | 0 | 0 | 0 | 0 | 0
0 | 0 | 0 | 0 | 0 | 0 | 0 | 0 | 0
0 | 0 | 0 | 0 | 0 | 0 | 0 | 0 | 0
0 | 0 | 0 | 0 | 0 | 0 | 0 | 0 | 0
0 | 0 | 0 | 0 | 0 | 0 | 0 | 0 | 0
0 | 0 | 0 | 0 | 0 | 0 | 0 | 0 | 0
0 | 0 | 0 | 0 | 0 | 0 | 0 | 0 | 0
0 | 0 | 0 | 0 | 0 | 0 | 0 | 0 | 0
0 | 0 | 0 | 0 | 0 | 0 | 0 | 0 | 0
0 | 0 | 0 | 0 | 0 | 0 | 0 | 0 | 0
0 | 0 | 0 | 0 | 0 | 0 | 0 | 0 | 0
0 | 0 | 0 | 0 | 0 | 0 | 0 | 0 | 0
0 | 0 | 0 | 0 | 0 | 0 | 0 | 0 | 0
0 | 0 | 0 | 0 | 0 | 0 | 0
0 | 0 | 0 | 0 | 0 | 0 | From | To | Cable Reference
0 | 0 | 0 | 0 | 0 | 0 | 0 | 0 | 0
0 | 0 | 0 | 0 | 0 | 0 | 0 | 0 | 0
0 | 0 | 0 | 0 | 0 | 0 | 0 | 0 | 0
0 | 0 | 0 | 0 | 0 | 0 | 0 | 0 | 0
0 | 0 | 0 | 0 | 0 | 0 | 0 | 0 | 0
0 | 0 | 0 | 0 | 0 | 0 | 0 | 0 | 0
0 | 0 | 0 | 0 | 0 | 0 | 0 | 0 | 0
0 | 0 | 0 | 0 | 0 | 0 | 0 | 0 | 0
0 | 0 | 0 | 0 | 0 | 0 | 0 | 0 | 0
0 | 0 | 0 | 0 | 0 | 0 | 0 | 0 | 0
0 | 0 | 0 | 0 | 0 | 0 | 0 | 0 | 0
0 | 0 | 0 | 0 | 0 | 0 | 0 | 0 | 0
0 | 0 | 0 | 0 | 0 | 0 | 0 | 0 | 0
0 | 0 | 0 | 0 | 0 | 0 | 0 | 0 | 0
0 | 0 | 0 | 0 | 0 | 0 | 0 | 0 | 0
0 | 0 | 0 | 0 | 0 | 0 | 0 | 0 | 0
0 | 0 | 0 | 0 | 0 | 0 | 0 | 0 | 0
0 | 0 | 0 | 0 | 0 | 0 | 0 | 0 | 0
0 | 0 | 0 | 0 | 0 | 0 | 0 | 0 | 0
0 | 0 | 0 | 0 | 0 | 0 | 0 | 0 | 0
0 | 0 | 0 | 0 |  |  | 0 | 0 | 0
0 | 0 | 0 | From | To | Cable Reference | 0 | 0 | 0
0 | 0 | 0 | 0 | 0 | 0 | 0 | 0 | 0
0 | 0 | 0 | 0 | 0 | 0 | 0 | 0 | 0
0 | 0 | 0 | 0 | 0 | 0 | 0 | 0 | 0
0 | 0 | 0 | 0 | 0 | 0 | 0
0 | 0 | 0 | 0 | 0 | 0 | From | To | Cable Reference
0 | 0 | 0 | 0 | 0 | 0 | 0 | 0 | 0
0 | 0 | 0 | 0 | 0 | 0 | 0 | 0 | 0
0 | 0 | 0 | 0 | 0 | 0 | 0 | 0 | 0
0 | 0 | 0 | 0 | 0 | 0 | 0 | 0 | 0
0 | 0 | 0 | 0 | 0 | 0 | 0 | 0 | 0
0 | 0 | 0 | 0 | 0 | 0 | 0 | 0 | 0
0 | 0 | 0 | 0 | 0 | 0 | 0 | 0 | 0
0 | 0 | 0 | 0 | 0 | 0 | 0 | 0 | 0
0 | 0 | 0 | 0 | 0 | 0 | 0 | 0 | 0
0 | 0 | 0 | 0 | 0 | 0 | 0 | 0 | 0
0 | 0 | 0 | 0 | 0 | 0 | 0 | 0 | 0
0 | 0 | 0 | 0 | 0 | 0 | 0 | 0 | 0
0 | 0 | 0 | 0 | 0 | 0 | 0 | 0 | 0
0 | 0 | 0 | 0 | 0 | 0 | 0 | 0 | 0
0 | 0 | 0 | 0 | 0 | 0 | 0 | 0 | 0
0 | 0 | 0 | 0 | 0 | 0 | 0 | 0 | 0
0 | 0 | 0 | 0 | 0 | 0 | 0 | 0 | 0
0 | 0 | 0 | 0 | 0 | 0 | 0 | 0 | 0
0 | 0 | 0 | 0 | 0 | 0 | 0 | 0 | 0
0 | 0 | 0 | 0 | 0 | 0 | 0 | 0 | 0
0 | 0 | 0 | 0 | 0 | 0 | 0 | 0 | 0
0 | 0 | 0 | 0 | 0 | 0 | 0 | 0 | 0
0 | 0 | 0 | 0 | 0 | 0 | 0 | 0 | 0
0 | 0 | 0 | 0 | 0 | 0 | 0 | 0 | 0
0 | 0 | 0 | 0 | 0 | 0 | 0 | 0 | 0
0 | 0 | 0 | 0 | 0 | 0 | 0
0 | 0 | 0 | 0 | 0 | 0 | From | To | Cable Reference
0 | 0 | 0 | 0 | 0 | 0 | 0 | 0 | 0
0 | 0 | 0 | 0 | 0 | 0 | 0 | 0 | 0
0 | 0 | 0 | 0 | 0 | 0 | 0 | 0 | 0
0 | 0 | 0 | 0 | 0 | 0 | 0 | 0 | 0
0 | 0 | 0 | 0 | 0 | 0 | 0 | 0 | 0
0 | 0 | 0 | 0 | 0 | 0 | 0 | 0 | 0
0 | 0 | 0 | 0 | 0 | 0 | 0 | 0 | 0
0 | 0 | 0 | 0 | 0 | 0 | 0 | 0 | 0
0 | 0 | 0 | 0 |  |  | 0 | 0 | 0
0 | 0 | 0 | From | To | Cable Reference | 0 | 0 | 0
0 | 0 | 0 | 0 | 0 | 0 | 0 | 0 | 0
0 | 0 | 0 | 0 | 0 | 0 | 0 | 0 | 0
0 | 0 | 0 | 0 | 0 | 0 | 0 | 0 | 0
0 | 0 | 0 | 0 | 0 | 0 | 0 | 0 | 0
0 | 0 | 0 | 0 | 0 | 0 | 0 | 0 | 0
0 | 0 | 0 | 0 | 0 | 0 | 0 | 0 | 0
0 | 0 | 0 | 0 | 0 | 0 | 0 | 0 | 0
0 | 0 | 0 | 0 | 0 | 0 | 0 | 0 | 0
0 | 0 | 0 | 0 | 0 | 0 | 0 | 0 | 0
0 | 0 | 0 | 0 | 0 | 0 | 0 | 0 | 0
0 | 0 | 0 | 0 | 0 | 0 | 0 | 0 | 0
0 | 0 | 0 | 0 | 0 | 0 | 0 | 0 | 0
0 | 0 | 0 | 0 | 0 | 0 | 0 | 0 | 0
0 | 0 | 0 | 0 | 0 | 0 | 0 | 0 | 0
0 | 0 | 0 | 0 | 0 | 0 | 0 | 0 | 0
0 | 0 | 0 | 0 | 0 | 0 | 0
0 | 0 | 0 | 0 | 0 | 0 | From | To | Cable Reference
0 | 0 | 0 | 0 | 0 | 0 | 0 | 0 | 0
0 | 0 | 0 | 0 | 0 | 0 | 0 | 0 | 0
0 | 0 | 0 | 0 | 0 | 0 | 0 | 0 | 0
0 | 0 | 0 | 0 | 0 | 0 | 0 | 0 | 0
0 | 0 | 0 | 0 | 0 | 0 | 0 | 0 | 0
0 | 0 | 0 | 0 | 0 | 0 | 0 | 0 | 0
0 | 0 | 0 | 0 | 0 | 0 | 0 | 0 | 0
0 | 0 | 0 | 0 | 0 | 0 | 0 | 0 | 0
0 | 0 | 0 | 0 | 0 | 0 | 0 | 0 | 0
0 | 0 | 0 | 0 | 0 | 0 | 0 | 0 | 0
0 | 0 | 0 | 0 | 0 | 0 | 0 | 0 | 0
0 | 0 | 0 | 0 | 0 | 0 | 0 | 0 | 0
0 | 0 | 0 | 0 | 0 | 0 | 0 | 0 | 0
0 | 0 | 0 | 0 | 0 | 0 | 0 | 0 | 0
0 | 0 | 0 | 0 | 0 | 0 | 0 | 0 | 0
0 | 0 | 0 | 0 | 0 | 0 | 0 | 0 | 0
0 | 0 | 0 | 0 | 0 | 0 | 0 | 0 | 0
0 | 0 | 0 | 0 | 0 | 0 | 0 | 0 | 0
0 | 0 | 0 | 0 | 0 | 0 | 0 | 0 | 0
0 | 0 | 0 | 0 | 0 | 0 | 0 | 0 | 0
0 | 0 | 0 | 0 | 0 | 0 | 0 | 0 | 0
0 | 0 | 0 | 0 | 0 | 0 | 0 | 0 | 0
0 | 0 | 0 | 0 | 0 | 0 | 0 | 0 | 0
0 | 0 | 0 | 0 |  |  | 0 | 0 | 0
0 | 0 | 0 | From | To | Cable Reference | 0 | 0 | 0
0 | 0 | 0 | 0 | 0 | 0 | 0
0 | 0 | 0 | 0 | 0 | 0 | From | To | Cable Reference
0 | 0 | 0 | 0 | 0 | 0 | 0 | 0 | 0
0 | 0 | 0 | 0 | 0 | 0 | 0 | 0 | 0
0 | 0 | 0 | 0 | 0 | 0 | 0 | 0 | 0
0 | 0 | 0 | 0 | 0 | 0 | 0 | 0 | 0
0 | 0 | 0 | 0 | 0 | 0 | 0 | 0 | 0
0 | 0 | 0 | 0 | 0 | 0 | 0 | 0 | 0
0 | 0 | 0 | 0 | 0 | 0 | 0 | 0 | 0
0 | 0 | 0 | 0 | 0 | 0 | 0 | 0 | 0
0 | 0 | 0 | 0 | 0 | 0 | 0 | 0 | 0
0 | 0 | 0 | 0 | 0 | 0 | 0 | 0 | 0
0 | 0 | 0 | 0 | 0 | 0 | 0 | 0 | 0
0 | 0 | 0 | 0 | 0 | 0 | 0 | 0 | 0
0 | 0 | 0 | 0 | 0 | 0 | 0 | 0 | 0
0 | 0 | 0 | 0 | 0 | 0 | 0 | 0 | 0
0 | 0 | 0 | 0 | 0 | 0 | 0 | 0 | 0
0 | 0 | 0 | 0 | 0 | 0 | 0 | 0 | 0
0 | 0 | 0 | 0 | 0 | 0 | 0 | 0 | 0
0 | 0 | 0 | 0 | 0 | 0 | 0 | 0 | 0
0 | 0 | 0 | 0 | 0 | 0 | 0 | 0 | 0
0 | 0 | 0 | 0 | 0 | 0 | 0 | 0 | 0
0 | 0 | 0 | 0 | 0 | 0 | 0 | 0 | 0
0 | 0 | 0 | 0 | 0 | 0 | 0 | 0 | 0
0 | 0 | 0 | 0 | 0 | 0 | 0 | 0 | 0
0 | 0 | 0 | 0 | 0 | 0 | 0 | 0 | 0
0 | 0 | 0 | 0 | 0 | 0 | 0 | 0 | 0
0 | 0 | 0 | 0 | 0 | 0 | 0
0 | 0 | 0 | 0 | 0 | 0 | From | To | Cable Reference
0 | 0 | 0 | 0 | 0 | 0 | 0 | 0 | 0
0 | 0 | 0 | 0 | 0 | 0 | 0 | 0 | 0
0 | 0 | 0 | 0 | 0 | 0 | 0 | 0 | 0
0 | 0 | 0 | 0 | 0 | 0 | 0 | 0 | 0
0 | 0 | 0 | 0 | 0 | 0 | 0 | 0 | 0
0 | 0 | 0 | 0 | 0 | 0 | 0 | 0 | 0
0 | 0 | 0 | 0 | 0 | 0 | 0 | 0 | 0
0 | 0 | 0 | 0 | 0 | 0 | 0 | 0 | 0
0 | 0 | 0 | 0 | 0 | 0 | 0 | 0 | 0
0 | 0 | 0 | 0 | 0 | 0 | 0 | 0 | 0
0 | 0 | 0 | 0 | 0 | 0 | 0 | 0 | 0
0 | 0 | 0 | 0 |  |  | 0 | 0 | 0
0 | 0 | 0 | From | To | Cable Reference | 0 | 0 | 0
0 | 0 | 0 | 0 | 0 | 0 | 0 | 0 | 0
0 | 0 | 0 | 0 | 0 | 0 | 0 | 0 | 0
0 | 0 | 0 | 0 | 0 | 0 | 0 | 0 | 0
0 | 0 | 0 | 0 | 0 | 0 | 0 | 0 | 0
0 | 0 | 0 | 0 | 0 | 0 | 0 | 0 | 0
0 | 0 | 0 | 0 | 0 | 0 | 0 | 0 | 0
0 | 0 | 0 | 0 | 0 | 0 | 0 | 0 | 0
0 | 0 | 0 | 0 | 0 | 0 | 0 | 0 | 0
0 | 0 | 0 | 0 | 0 | 0 | 0 | 0 | 0
0 | 0 | 0 | 0 | 0 | 0 | 0 | 0 | 0
0 | 0 | 0 | 0 | 0 | 0 | 0 | 0 | 0
0 | 0 | 0 | 0 | 0 | 0 | 0 | 0 | 0
0 | 0 | 0 | 0 | 0 | 0 | 0
0 | 0 | 0 | 0 | 0 | 0 | From | To | Cable Reference
0 | 0 | 0 | 0 | 0 | 0 | 0 | 0 | 0
0 | 0 | 0 | 0 | 0 | 0 | 0 | 0 | 0
0 | 0 | 0 | 0 | 0 | 0 | 0 | 0 | 0
0 | 0 | 0 | 0 | 0 | 0 | 0 | 0 | 0
0 | 0 | 0 | 0 | 0 | 0 | 0 | 0 | 0
0 | 0 | 0 | 0 | 0 | 0 | 0 | 0 | 0
0 | 0 | 0 | 0 | 0 | 0 | 0 | 0 | 0
0 | 0 | 0 | 0 | 0 | 0 | 0 | 0 | 0
0 | 0 | 0 | 0 | 0 | 0 | 0 | 0 | 0
0 | 0 | 0 | 0 | 0 | 0 | 0 | 0 | 0
0 | 0 | 0 | 0 | 0 | 0 | 0 | 0 | 0
0 | 0 | 0 | 0 | 0 | 0 | 0 | 0 | 0
0 | 0 | 0 | 0 | 0 | 0 | 0 | 0 | 0
0 | 0 | 0 | 0 | 0 | 0 | 0 | 0 | 0
0 | 0 | 0 | 0 | 0 | 0 | 0 | 0 | 0
0 | 0 | 0 | 0 | 0 | 0 | 0 | 0 | 0
0 | 0 | 0 | 0 | 0 | 0 | 0 | 0 | 0
0 | 0 | 0 | 0 | 0 | 0 | 0 | 0 | 0
0 | 0 | 0 | 0 | 0 | 0 | 0 | 0 | 0
0 | 0 | 0 | 0 | 0 | 0 | 0 | 0 | 0
0 | 0 | 0 | 0 | 0 | 0 | 0 | 0 | 0
0 | 0 | 0 | 0 | 0 | 0 | 0 | 0 | 0
0 | 0 | 0 | 0 | 0 | 0 | 0 | 0 | 0
0 | 0 | 0 | 0 | 0 | 0 | 0 | 0 | 0
0 | 0 | 0 | 0 | 0 | 0 | 0 | 0 | 0
0 | 0 | 0 | 0 | 0 | 0 | 0
0 | 0 | 0 | 0 |  |  | From | To | Cable Reference
0 | 0 | 0 | From | To | Cable Reference | 0 | 0 | 0
0 | 0 | 0 | 0 | 0 | 0 | 0 | 0 | 0
0 | 0 | 0 | 0 | 0 | 0 | 0 | 0 | 0
0 | 0 | 0 | 0 | 0 | 0 | 0 | 0 | 0
0 | 0 | 0 | 0 | 0 | 0 | 0 | 0 | 0
0 | 0 | 0 | 0 | 0 | 0 | 0 | 0 | 0
0 | 0 | 0 | 0 | 0 | 0 | 0 | 0 | 0
0 | 0 | 0 | 0 | 0 | 0 | 0 | 0 | 0
0 | 0 | 0 | 0 | 0 | 0 | 0 | 0 | 0
0 | 0 | 0 | 0 | 0 | 0 | 0 | 0 | 0
0 | 0 | 0 | 0 | 0 | 0 | 0 | 0 | 0
0 | 0 | 0 | 0 | 0 | 0 | 0 | 0 | 0
0 | 0 | 0 | 0 | 0 | 0 | 0 | 0 | 0
0 | 0 | 0 | 0 | 0 | 0 | 0 | 0 | 0
0 | 0 | 0 | 0 | 0 | 0 | 0 | 0 | 0
0 | 0 | 0 | 0 | 0 | 0 | 0 | 0 | 0
0 | 0 | 0 | 0 | 0 | 0 | 0 | 0 | 0
0 | 0 | 0 | 0 | 0 | 0 | 0 | 0 | 0
0 | 0 | 0 | 0 | 0 | 0 | 0 | 0 | 0
0 | 0 | 0 | 0 | 0 | 0 | 0 | 0 | 0
0 | 0 | 0 | 0 | 0 | 0 | 0 | 0 | 0
0 | 0 | 0 | 0 | 0 | 0 | 0 | 0 | 0
0 | 0 | 0 | 0 | 0 | 0 | 0 | 0 | 0
0 | 0 | 0 | 0 | 0 | 0 | 0 | 0 | 0
0 | 0 | 0 | 0 | 0 | 0 | 0 | 0 | 0
0 | 0 | 0 | 0 | 0 | 0 | 0
0 | 0 | 0 | 0 | 0 | 0 | From | To | Cable Reference
0 | 0 | 0 | 0 | 0 | 0 | 0 | 0 | 0
0 | 0 | 0 | 0 | 0 | 0 | 0 | 0 | 0
0 | 0 | 0 | 0 | 0 | 0 | 0 | 0 | 0
0 | 0 | 0 | 0 | 0 | 0 | 0 | 0 | 0
0 | 0 | 0 | 0 | 0 | 0 | 0 | 0 | 0
0 | 0 | 0 | 0 | 0 | 0 | 0 | 0 | 0
0 | 0 | 0 | 0 | 0 | 0 | 0 | 0 | 0
0 | 0 | 0 | 0 | 0 | 0 | 0 | 0 | 0
0 | 0 | 0 | 0 | 0 | 0 | 0 | 0 | 0
0 | 0 | 0 | 0 | 0 | 0 | 0 | 0 | 0
0 | 0 | 0 | 0 | 0 | 0 | 0 | 0 | 0
0 | 0 | 0 | 0 | 0 | 0 | 0 | 0 | 0
0 | 0 | 0 | 0 | 0 | 0 | 0 | 0 | 0
0 | 0 | 0 | 0 | 0 | 0 | 0 | 0 | 0
0 | 0 | 0 | 0 |  |  | 0 | 0 | 0
0 | 0 | 0 | From | To | Cable Reference | 0 | 0 | 0
0 | 0 | 0 | 0 | 0 | 0 | 0 | 0 | 0
0 | 0 | 0 | 0 | 0 | 0 | 0 | 0 | 0
0 | 0 | 0 | 0 | 0 | 0 | 0 | 0 | 0
0 | 0 | 0 | 0 | 0 | 0 | 0 | 0 | 0
0 | 0 | 0 | 0 | 0 | 0 | 0 | 0 | 0
0 | 0 | 0 | 0 | 0 | 0 | 0 | 0 | 0
0 | 0 | 0 | 0 | 0 | 0 | 0 | 0 | 0
0 | 0 | 0 | 0 | 0 | 0 | 0 | 0 | 0
0 | 0 | 0 | 0 | 0 | 0 | 0 | 0 | 0
0 | 0 | 0 | 0 | 0 | 0 | 0
0 | 0 | 0 | 0 | 0 | 0 | From | To | Cable Reference
0 | 0 | 0 | 0 | 0 | 0 | 0 | 0 | 0
0 | 0 | 0 | 0 | 0 | 0 | 0 | 0 | 0
0 | 0 | 0 | 0 | 0 | 0 | 0 | 0 | 0
0 | 0 | 0 | 0 | 0 | 0 | 0 | 0 | 0
0 | 0 | 0 | 0 | 0 | 0 | 0 | 0 | 0
0 | 0 | 0 | 0 | 0 | 0 | 0 | 0 | 0
0 | 0 | 0 | 0 | 0 | 0 | 0 | 0 | 0
0 | 0 | 0 | 0 | 0 | 0 | 0 | 0 | 0
0 | 0 | 0 | 0 | 0 | 0 | 0 | 0 | 0
0 | 0 | 0 | 0 | 0 | 0 | 0 | 0 | 0
0 | 0 | 0 | 0 | 0 | 0 | 0 | 0 | 0
0 | 0 | 0 | 0 | 0 | 0 | 0 | 0 | 0
0 | 0 | 0 | 0 | 0 | 0 | 0 | 0 | 0
0 | 0 | 0 | 0 | 0 | 0 | 0 | 0 | 0
0 | 0 | 0 | 0 | 0 | 0 | 0 | 0 | 0
0 | 0 | 0 | 0 | 0 | 0 | 0 | 0 | 0
0 | 0 | 0 | 0 | 0 | 0 | 0 | 0 | 0
0 | 0 | 0 | 0 | 0 | 0 | 0 | 0 | 0
0 | 0 | 0 | 0 | 0 | 0 | 0 | 0 | 0
0 | 0 | 0 | 0 | 0 | 0 | 0 | 0 | 0
0 | 0 | 0 | 0 | 0 | 0 | 0 | 0 | 0
0 | 0 | 0 | 0 | 0 | 0 | 0 | 0 | 0
0 | 0 | 0 | 0 | 0 | 0 | 0 | 0 | 0
0 | 0 | 0 | 0 | 0 | 0 | 0 | 0 | 0
0 | 0 | 0 | 0 | 0 | 0 | 0 | 0 | 0
0 | 0 | 0 | 0 | 0 | 0 | 0
0 | 0 | 0 | 0 | 0 | 0 | From | To | Cable Reference
0 | 0 | 0 | 0 | 0 | 0 | 0 | 0 | 0
0 | 0 | 0 | 0 | 0 | 0 | 0 | 0 | 0
0 | 0 | 0 | 0 |  |  | 0 | 0 | 0
0 | 0 | 0 | From | To | Cable Reference | 0 | 0 | 0
0 | 0 | 0 | 0 | 0 | 0 | 0 | 0 | 0
0 | 0 | 0 | 0 | 0 | 0 | 0 | 0 | 0
0 | 0 | 0 | 0 | 0 | 0 | 0 | 0 | 0
0 | 0 | 0 | 0 | 0 | 0 | 0 | 0 | 0
0 | 0 | 0 | 0 | 0 | 0 | 0 | 0 | 0
0 | 0 | 0 | 0 | 0 | 0 | 0 | 0 | 0
0 | 0 | 0 | 0 | 0 | 0 | 0 | 0 | 0
0 | 0 | 0 | 0 | 0 | 0 | 0 | 0 | 0
0 | 0 | 0 | 0 | 0 | 0 | 0 | 0 | 0
0 | 0 | 0 | 0 | 0 | 0 | 0 | 0 | 0
0 | 0 | 0 | 0 | 0 | 0 | 0 | 0 | 0
0 | 0 | 0 | 0 | 0 | 0 | 0 | 0 | 0
0 | 0 | 0 | 0 | 0 | 0 | 0 | 0 | 0
0 | 0 | 0 | 0 | 0 | 0 | 0 | 0 | 0
0 | 0 | 0 | 0 | 0 | 0 | 0 | 0 | 0
0 | 0 | 0 | 0 | 0 | 0 | 0 | 0 | 0
0 | 0 | 0 | 0 | 0 | 0 | 0 | 0 | 0
0 | 0 | 0 | 0 | 0 | 0 | 0 | 0 | 0
0 | 0 | 0 | 0 | 0 | 0 | 0 | 0 | 0
|  |  | 0 | 0 | 0 | 0 | 0 | 0
|  |  | 0 | 0 | 0 | 0 | 0 | 0
|  |  | 0 | 0 | 0 | 0
|  |  | 0 | 0 | 0 | From | To | Cable Reference
|  |  | 0 | 0 | 0 | 0 | 0 | 0
|  |  | 0 | 0 | 0 | 0 | 0 | 0
|  |  | 0 | 0 | 0 | 0 | 0 | 0
|  |  | 0 | 0 | 0 | 0 | 0 | 0
|  |  | 0 | 0 | 0 | 0 | 0 | 0
|  |  | 0 | 0 | 0 | 0 | 0 | 0
|  |  | 0 | 0 | 0 | 0 | 0 | 0
|  |  | 0 | 0 | 0 | 0 | 0 | 0
|  |  | 0 | 0 | 0 | 0 | 0 | 0
|  |  | 0 | 0 | 0 | 0 | 0 | 0
|  |  | 0 | 0 | 0 | 0 | 0 | 0
|  |  | 0 | 0 | 0 | 0 | 0 | 0
|  |  | 0 | 0 | 0 | 0 | 0 | 0
|  |  | 0 | 0 | 0 | 0 | 0 | 0
|  |  | 0 | 0 | 0 | 0 | 0 | 0
|  |  | 0 | 0 | 0 | 0 | 0 | 0
|  |  | 0 | 0 | 0 | 0 | 0 | 0
|  |  | 0 |  |  | 0 | 0 | 0
|  |  | From | To | Cable Reference | 0 | 0 | 0
|  |  | 0 | 0 | 0 | 0 | 0 | 0
|  |  | 0 | 0 | 0 | 0 | 0 | 0
|  |  | 0 | 0 | 0 | 0 | 0 | 0
|  |  | 0 | 0 | 0 | 0 | 0 | 0
|  |  | 0 | 0 | 0 | 0 | 0 | 0
|  |  | 0 | 0 | 0 | 0 | 0 | 0
|  |  | 0 | 0 | 0 | 0
|  |  | 0 | 0 | 0 | From | To | Cable Reference
|  |  | 0 | 0 | 0 | 0 | 0 | 0
|  |  | 0 | 0 | 0 | 0 | 0 | 0
|  |  | 0 | 0 | 0 | 0 | 0 | 0
|  |  | 0 | 0 | 0 | 0 | 0 | 0
|  |  | 0 | 0 | 0 | 0 | 0 | 0
|  |  | 0 | 0 | 0 | 0 | 0 | 0
|  |  | 0 | 0 | 0 | 0 | 0 | 0
|  |  | 0 | 0 | 0 | 0 | 0 | 0
|  |  | 0 | 0 | 0 | 0 | 0 | 0
|  |  | 0 | 0 | 0 | 0 | 0 | 0
|  |  | 0 | 0 | 0 | 0 | 0 | 0
|  |  | 0 | 0 | 0 | 0 | 0 | 0
|  |  | 0 | 0 | 0 | 0 | 0 | 0
|  |  | 0 | 0 | 0 | 0 | 0 | 0
|  |  | 0 | 0 | 0 | 0 | 0 | 0
|  |  | 0 | 0 | 0 | 0 | 0 | 0
|  |  | 0 | 0 | 0 | 0 | 0 | 0
|  |  | 0 | 0 | 0 | 0 | 0 | 0
|  |  | 0 | 0 | 0 | 0 | 0 | 0
|  |  | 0 | 0 | 0 | 0 | 0 | 0
|  |  | 0 | 0 | 0 | 0 | 0 | 0
|  |  | 0 | 0 | 0 | 0 | 0 | 0
|  |  | 0 | 0 | 0 | 0 | 0 | 0
|  |  | 0 | 0 | 0 | 0 | 0 | 0
|  |  | 0 | 0 | 0 | 0 | 0 | 0
|  |  | 0 | 0 | 0 | 0
|  |  | 0 | 0 | 0 | From | To | Cable Reference
|  |  | 0 | 0 | 0 | 0 | 0 | 0
|  |  | 0 | 0 | 0 | 0 | 0 | 0
|  |  | 0 | 0 | 0 | 0 | 0 | 0
|  |  | 0 | 0 | 0 | 0 | 0 | 0
|  |  | 0 | 0 | 0 | 0 | 0 | 0
|  |  | 0 |  |  | 0 | 0 | 0
|  |  | From | To | Cable Reference | 0 | 0 | 0
|  |  | 0 | 0 | 0 | 0 | 0 | 0
|  |  | 0 | 0 | 0 | 0 | 0 | 0
|  |  | 0 | 0 | 0 | 0 | 0 | 0
|  |  | 0 | 0 | 0 | 0 | 0 | 0
|  |  | 0 | 0 | 0
|  |  | 0 | 0 | 0
|  |  | 0 | 0 | 0
|  |  | 0 | 0 | 0
|  |  | 0 | 0 | 0
|  |  | 0 | 0 | 0
|  |  | 0 | 0 | 0
|  |  | 0 | 0 | 0
|  |  | 0 | 0 | 0
|  |  | 0 | 0 | 0
|  |  | 0 | 0 | 0
|  |  | 0 | 0 | 0
|  |  | 0 | 0 | 0
|  |  | 0 | 0 | 0
|  |  | 0 | 0 | 0
|  |  | 0 | 0 | 0

## Data
| Cable Data (Eland, Batt, Prysmian) | [7 empty] | Containment Data (Legrand) | [9 empty] | Lists
Weight (kg/m)
| Cable Type | Core | Size | Nominal Diameter | Weight (kg/m) | Cable Arrangement | Cleat Size | Minimum Bending Radius | Containment Type | Duty | Width | Height | Hot Dip Galv | Deep Galv | Stainless Steel | Pre-galv | Powder coated
BS6724 - Cu/XLPE/LSZH/SWA/LSZH (0.6/1kV) | Cu/XLPE/LSZH/AWA/LSZH | 1c | 50mm | 17.5 | 0.8 | Single |  | 140 | Cable Tray | Heavy Duty | 75 | 50 | 1.4 | 1.484 | 1.316 | 1.344 | 1.358 |  | Containment type | Cable specification | cores | size | containment duty | containment sizes | Arrangement
| Cu/XLPE/LSZH/AWA/LSZH | 1c | 70mm | 20.2 | 0.96 | Single |  | 161.6 | Cable Tray | Heavy Duty | 100 | 50 | 1.5 | 1.59 | 1.41 | 1.44 | 1.455 |  | Cable Tray | Cu/XLPE/PVC/AWA/PVC | 1c | 1.5mm | Heavy Duty | 75 | Single
| Cu/XLPE/LSZH/AWA/LSZH | 1c | 95mm | 22.3 | 1.24 | Single |  | 178.4 | Cable Tray | Heavy Duty | 150 | 50 | 2 | 2.12 | 1.88 | 1.92 | 1.94 |  | Cable Ladder | Cu/XLPE/PVC/SWA/PVC | 2c | 2.5mm | Extra Heavy Duty | 100 | Trefoil
| Cu/XLPE/LSZH/AWA/LSZH | 1c | 120mm | 24.2 | 1.51 | Single |  | 193.6 | Cable Tray | Heavy Duty | 225 | 50 | 3 | 3.18 | 2.82 | 2.88 | 2.91 |  |  | Cu/XLPE/LSZH/AWA/LSZH | 3c | 4mm |  | 150 | Quadcleat
| Cu/XLPE/LSZH/AWA/LSZH | 1c | 150mm | 27.4 | 1.9 | Single |  | 219.2 | Cable Tray | Heavy Duty | 300 | 50 | 3.6 | 3.816 | 3.384 | 3.456 | 3.492 |  |  | Cu/XLPE/LSZH/SWA/LSZH | 4c | 6mm |  | 225
| Cu/XLPE/LSZH/AWA/LSZH | 1c | 185mm | 30 | 2.32 | Single | 60 | 240 | Cable Tray | Heavy Duty | 450 | 50 | 5.9 | 6.254 | 5.546 | 5.664 | 5.723 |  |  | Cu/LSZH 6491B (CPC) | 5c | 10mm |  | 300
| Cu/XLPE/LSZH/AWA/LSZH | 1c | 240mm | 32.8 | 2.93 | Single | 60 | 262.4 | Cable Tray | Heavy Duty | 600 | 50 | 7.6 | 8.056 | 7.144 | 7.296 | 7.372 |  |  | Cu/XLPE/LSZH | 7c | 16mm |  | 450
| Cu/XLPE/LSZH/AWA/LSZH | 1c | 300mm | 35.6 | 3.58 | Single | 60 | 284.8 | Cable Tray | Heavy Duty | 750 | 50 | 12 | 12.72 | 11.28 | 11.52 | 11.64 |  |  | Cu/LSZH/LSZH | 12c | 25mm |  | 600
| Cu/XLPE/LSZH/AWA/LSZH | 1c | 400mm | 40.5 | 4.6 | Single | 63 | 324 | Cable Tray | Heavy Duty | 900 | 50 | 14 | 14.84 | 13.16 | 13.44 | 13.58 |  |  | FP400 | 19c | 35mm |  | 750
| Cu/XLPE/LSZH/AWA/LSZH | 1c | 500mm | 44.2 | 5.77 | Single | 72 | 353.6 | Cable Tray | Extra Heavy Duty | 100 | 80 | 9 | 9.54 | 8.46 | - | - |  |  | FP600S | 27c | 50mm |  | 900
| Cu/XLPE/LSZH/AWA/LSZH | 1c | 630mm | 48.8 | 7.25 | Single | 72 | 390.4 | Cable Tray | Extra Heavy Duty | 150 | 80 | 10.2 | 10.812 | 9.588 | - | - |  |  | N2XH Enhanced Flex | 37c | 70mm
| Cu/XLPE/LSZH/AWA/LSZH | 1c | 800mm | 55.4 | 9.381 | Single | 85 | 443.2 | Cable Tray | Extra Heavy Duty | 225 | 80 | 13 | 13.78 | 12.22 | - | - |  |  | - |  | 95mm
| Cu/XLPE/LSZH/AWA/LSZH | 1c | 1000mm | 60.6 | 11.54 | Single | 96 | 484.8 | Cable Tray | Extra Heavy Duty | 300 | 80 | 15.3 | 16.218 | 14.382 | - | - |  |  | - |  | 120mm
| Cu/XLPE/LSZH/AWA/LSZH | 1c | 50mm | 17.5 | 0.8 | Quadcleat | N/A | 140 | Cable Tray | Extra Heavy Duty | 450 | 80 | 26.4 | 27.984 | 24.816 | - | - |  |  | - |  | 150mm
| Cu/XLPE/LSZH/AWA/LSZH | 1c | 70mm | 20.2 | 0.96 | Quadcleat | N/A | 161.6 | Cable Tray | Extra Heavy Duty | 600 | 80 | 32.5 | 34.45 | 30.55 | - | - |  |  | - |  | 185mm
| Cu/XLPE/LSZH/AWA/LSZH | 1c | 95mm | 22.3 | 1.24 | Quadcleat | N/A | 178.4 | Cable Ladder | Heavy Duty | 150 | 125 | 13.8 | 14.766 | 12.972 | - | 13.386 |  |  | - |  | 240mm
| Cu/XLPE/LSZH/AWA/LSZH | 1c | 120mm | 24.2 | 1.51 | Quadcleat | 17 | 193.6 | Cable Ladder | Heavy Duty | 300 | 125 | 15 | 16.05 | 14.1 | - | 14.55 |  |  | - |  | 300mm
| Cu/XLPE/LSZH/AWA/LSZH | 1c | 150mm | 27.4 | 1.9 | Quadcleat | 17.5 | 219.2 | Cable Ladder | Heavy Duty | 450 | 125 | 16.3 | 17.441 | 15.322 | - | 15.811 |  |  | - |  | 400mm
| Cu/XLPE/LSZH/AWA/LSZH | 1c | 185mm | 30 | 2.32 | Quadcleat | 19.5 | 240 | Cable Ladder | Heavy Duty | 600 | 125 | 18.5 | 19.795 | 17.39 | - | 17.945 |  |  | - |  | 500mm
| Cu/XLPE/LSZH/AWA/LSZH | 1c | 240mm | 32.8 | 2.93 | Quadcleat | 22.5 | 262.4 | Cable Ladder | Heavy Duty | 750 | 125 | 22 | 23.54 | 20.68 | - | 21.34 |  |  | - |  | 630mm
| Cu/XLPE/LSZH/AWA/LSZH | 1c | 300mm | 35.6 | 3.58 | Quadcleat | 25.75 | 284.8 | Cable Ladder | Heavy Duty | 900 | 125 | 23.9 | 25.573 | 22.466 | - | 23.183 |  |  | - |  | 800mm
| Cu/XLPE/LSZH/AWA/LSZH | 1c | 400mm | 40.5 | 4.6 | Quadcleat | 25.75 | 324 | Cable Ladder | Extra Heavy Duty | 150 | 150 | 20.7 | 22.149 | 19.458 | - | 20.079 |  |  | - |  | 1000mm
| Cu/XLPE/LSZH/AWA/LSZH | 1c | 500mm | 44.2 | 5.77 | Quadcleat | 30 | 353.6 | Cable Ladder | Extra Heavy Duty | 300 | 150 | 22.1 | 23.647 | 20.774 | - | 21.437
| Cu/XLPE/LSZH/AWA/LSZH | 1c | 630mm | 48.8 | 7.25 | Quadcleat | 30.25 | 390.4 | Cable Ladder | Extra Heavy Duty | 450 | 150 | 23.5 | 25.145 | 22.09 | - | 22.795
| Cu/XLPE/LSZH/AWA/LSZH | 1c | 800mm | 55.4 | 9.381 | Quadcleat | 35 | 443.2 | Cable Ladder | Extra Heavy Duty | 600 | 150 | 25 | 26.75 | 23.5 | - | 24.25
| Cu/XLPE/LSZH/AWA/LSZH | 1c | 1000mm | 60.6 | 11.54 | Quadcleat | 37.5 | 484.8 | Cable Ladder | Extra Heavy Duty | 750 | 150 | 28.8 | 30.816 | 27.072 | - | 27.936
| Cu/XLPE/LSZH/AWA/LSZH | 1c | 50mm | 17.5 | 0.8 | Trefoil | N/A | 140 | Cable Ladder | Extra Heavy Duty | 900 | 150 | 30.8 | 32.956 | 28.952 | - | 29.876 |  |  | Override empty slots with new cable type. Must match cable type within Cable Data table.
| Cu/XLPE/LSZH/AWA/LSZH | 1c | 70mm | 20.2 | 0.96 | Trefoil | 20 | 161.6
| Cu/XLPE/LSZH/AWA/LSZH | 1c | 95mm | 22.3 | 1.24 | Trefoil | 20 | 178.4
| Cu/XLPE/LSZH/AWA/LSZH | 1c | 120mm | 24.2 | 1.51 | Trefoil | 21 | 193.6 | [9 empty] | Trefoil Cable Range Cleats (Vulcan) | [7 empty] | Maximum Safe Loading - Tray (Legrand) | Maximum Safe Loading - Ladder (Legrand)
| Cu/XLPE/LSZH/AWA/LSZH | 1c | 150mm | 27.4 | 1.9 | Trefoil | 24 | 219.2 | [12 empty] | Dimensions
| Cu/XLPE/LSZH/AWA/LSZH | 1c | 185mm | 30 | 2.32 | Trefoil | 26.3333 | 240 | [9 empty] | Part No. | Min Dia | Max Dia | W | H | D | kg
| Cu/XLPE/LSZH/AWA/LSZH | 1c | 240mm | 32.8 | 2.93 | Trefoil | 28.3333 | 262.4 | [9 empty] | VRT+00 | 19 | 24 | 60 | 93 | 54 | 0.251
| Cu/XLPE/LSZH/AWA/LSZH | 1c | 300mm | 35.6 | 3.58 | Trefoil | 28.3333 | 284.8 | [9 empty] | VRT+01 | 23 | 28 | 63 | 98 | 54 | 0.258
| Cu/XLPE/LSZH/AWA/LSZH | 1c | 400mm | 40.5 | 4.6 | Trefoil | 35 | 324 | [9 empty] | VRT+02 | 27 | 32 | 72 | 106 | 54 | 0.269
| Cu/XLPE/LSZH/AWA/LSZH | 1c | 500mm | 44.2 | 5.77 | Trefoil | 37.3333 | 353.6 | [9 empty] | VRT+03 | 30 | 35 | 79 | 112 | 54 | 0.279
| Cu/XLPE/LSZH/AWA/LSZH | 1c | 630mm | 48.8 | 7.25 | Trefoil | 40.3333 | 390.4 | [9 empty] | VRT+04 | 33 | 38 | 85 | 118 | 54 | 0.284
| Cu/XLPE/LSZH/AWA/LSZH | 1c | 800mm | 55.4 | 9.381 | Trefoil | 44.6667 | 443.2 | [9 empty] | VRT+05 | 36 | 42 | 96 | 125 | 54 | 0.319
| Cu/XLPE/LSZH/AWA/LSZH | 1c | 1000mm | 60.6 | 11.54 | Trefoil | 47.6667 | 484.8 | [9 empty] | VRT+06 | 40 | 46 | 105 | 133 | 54 | 0.331
| Cu/XLPE/LSZH/SWA/LSZH | 2c | 1.5mm | 12.1 | 0.302 | Single |  | 72.6 | [9 empty] | VRT+07 | 44 | 50 | 112 | 140 | 54 | 0.391
| Cu/XLPE/LSZH/SWA/LSZH | 2c | 2.5mm | 13.6 | 0.346 | Single |  | 81.6 | [9 empty] | VRT+08 | 48 | 55 | 121 | 149 | 54 | 0.405
| Cu/XLPE/LSZH/SWA/LSZH | 2c | 4mm | 14.7 | 0.41 | Single |  | 88.2 | [9 empty] | VRT+09 | 51 | 58 | 126 | 154 | 54 | 0.411
| Cu/XLPE/LSZH/SWA/LSZH | 2c | 6mm | 15.9 | 0.499 | Single |  | 95.4 | [9 empty] | VRT+10 | 55 | 62 | 134 | 162 | 54 | 0.442
| Cu/XLPE/LSZH/SWA/LSZH | 2c | 10mm | 18 | 0.648 | Single |  | 108 | [9 empty] | VRT+11 | 59 | 66 | 143 | 170 | 54 | 0.453
| Cu/XLPE/LSZH/SWA/LSZH | 2c | 16mm | 20.4 | 0.978 | Single |  | 122.4 | [9 empty] | VRT+12 | 63 | 70 | 152 | 177 | 54 | 0.46
| Cu/XLPE/LSZH/SWA/LSZH | 2c | 25mm | 20.4 | 1.29 | Single |  | 163.2 | [9 empty] | VRT+13 | 67 | 74 | 161 | 185 | 54 | 0.524
| Cu/XLPE/LSZH/SWA/LSZH | 2c | 35mm | 23.3 | 1.5 | Single |  | 186.4 | [9 empty] | VRT+14 | 71 | 78 | 169 | 192 | 54 | 0.536
| Cu/XLPE/LSZH/SWA/LSZH | 2c | 50mm | 25.8 | 1.89 | Single |  | 206.4 | [9 empty] | VRT+15 | 74 | 82 | 176 | 199 | 54 | 0.542
| Cu/XLPE/LSZH/SWA/LSZH | 2c | 70mm | 29 | 2.45 | Single |  | 232 | [9 empty] | VRT+16 | 77 | 85 | 183 | 205 | 54 | 0.544
| Cu/XLPE/LSZH/SWA/LSZH | 2c | 95mm | 33.1 | 3.3 | Single | 60 | 264.8 | [9 empty] | VRT+17 | 81 | 89 | 190 | 216 | 54 | 0.618
| Cu/XLPE/LSZH/SWA/LSZH | 2c | 120mm | 39.3 | 4.02 | Single | 63 | 314.4 | [9 empty] | VRT+18 | 85 | 93 | 200 | 225 | 54 | 0.628
| Cu/XLPE/LSZH/SWA/LSZH | 2c | 150mm | 39.3 | 4.75 | Single | 63 | 314.4 | [9 empty] | VRT+19 | 89 | 97 | 200 | 235 | 54 | 0.637
| Cu/XLPE/LSZH/SWA/LSZH | 3c | 1.5mm | 12.6 | 0.33 | Single |  | 75.6 | [9 empty] | VRT+20 | 93 | 101 | 215 | 240 | 54 | 0.646
| Cu/XLPE/LSZH/SWA/LSZH | 3c | 2.5mm | 14.1 | 0.39 | Single |  | 84.6
| Cu/XLPE/LSZH/SWA/LSZH | 3c | 4mm | 15.3 | 0.464 | Single |  | 91.8 | [9 empty] | Single Cable Range Cleats (Vulcan)
| Cu/XLPE/LSZH/SWA/LSZH | 3c | 6mm | 16.6 | 0.568 | Single |  | 99.6 | [12 empty] | Dimensions
| Cu/XLPE/LSZH/SWA/LSZH | 3c | 10mm | 19.5 | 0.866 | Single |  | 117 | [9 empty] | Part No. | Min Dia | Max Dia | W | H | D | kg
| Cu/XLPE/LSZH/SWA/LSZH | 3c | 16mm | 21.6 | 1.152 | Single |  | 129.6 | [9 empty] | VRT+00 | 30 | 42 | 60 | 93 | 54 | 0.251
| Cu/XLPE/LSZH/SWA/LSZH | 3c | 25mm | 23.6 | 1.8 | Single |  | 188.8 | [9 empty] | VRT+01 | 38 | 50 | 63 | 98 | 54 | 0.258
| Cu/XLPE/LSZH/SWA/LSZH | 3c | 35mm | 25.7 | 2.23 | Single |  | 205.6 | [9 empty] | VRT+02 | 43 | 58 | 72 | 106 | 54 | 0.269
| Cu/XLPE/LSZH/SWA/LSZH | 3c | 50mm | 28.5 | 2.49 | Single |  | 228 | [9 empty] | VRT+03 | 49 | 64 | 79 | 112 | 54 | 0.279
| Cu/XLPE/LSZH/SWA/LSZH | 3c | 70mm | 32.2 | 3.29 | Single | 60 | 257.6 | [9 empty] | VRT+04 | 55 | 70 | 85 | 118 | 54 | 0.284
| Cu/XLPE/LSZH/SWA/LSZH | 3c | 95mm | 37 | 4.44 | Single | 60 | 296 | [9 empty] | VRT+05 | 58 | 75 | 96 | 125 | 54 | 0.319
| Cu/XLPE/LSZH/SWA/LSZH | 3c | 120mm | 40.4 | 5.47 | Single | 63 | 323.2 | [9 empty] | VRT+06 | 63 | 84 | 105 | 133 | 54 | 0.331
| Cu/XLPE/LSZH/SWA/LSZH | 3c | 150mm | 45.5 | 6.93 | Single | 63 | 364 | [9 empty] | VRT+07 | 73 | 90 | 112 | 140 | 54 | 0.391
| Cu/XLPE/LSZH/SWA/LSZH | 4c | 1.5mm | 13.5 | 0.365 | Single |  | 81 | [9 empty] | VRT+08 | 83 | 100 | 121 | 149 | 54 | 0.405
| Cu/XLPE/LSZH/SWA/LSZH | 4c | 2.5mm | 15 | 0.438 | Single |  | 90 | [9 empty] | VRT+09 | 86 | 104 | 126 | 154 | 54 | 0.411
| Cu/XLPE/LSZH/SWA/LSZH | 4c | 4mm | 16.4 | 0.532 | Single |  | 98.4 | [9 empty] | VRT+10 | 88 | 110 | 134 | 162 | 54 | 0.442
| Cu/XLPE/LSZH/SWA/LSZH | 4c | 6mm | 18.7 | 0.764 | Single |  | 112.2 | [9 empty] | VRT+11 | 90 | 115 | 143 | 170 | 54 | 0.453
| Cu/XLPE/LSZH/SWA/LSZH | 4c | 10mm | 21.1 | 1.013 | Single |  | 126.6 | [9 empty] | VRT+12 | 100 | 125 | 152 | 177 | 54 | 0.46
| Cu/XLPE/LSZH/SWA/LSZH | 4c | 16mm | 23.4 | 1.36 | Single |  | 140.4 | [9 empty] | VRT+13 | 107 | 132 | 161 | 185 | 54 | 0.524
| Cu/XLPE/LSZH/SWA/LSZH | 4c | 25mm | 26.1 | 2.16 | Single |  | 208.8 | [9 empty] | VRT+14 | 120 | 145 | 169 | 192 | 54 | 0.536
| Cu/XLPE/LSZH/SWA/LSZH | 4c | 35mm | 28.6 | 2.69 | Single |  | 228.8 | [9 empty] | VRT+15 | 125 | 150 | 176 | 199 | 54 | 0.542
| Cu/XLPE/LSZH/SWA/LSZH | 4c | 50mm | 32 | 3.13 | Single | 60 | 256 | [9 empty] | VRT+16 | 132 | 153 | 183 | 205 | 54 | 0.544
| Cu/XLPE/LSZH/SWA/LSZH | 4c | 70mm | 37.7 | 4.5 | Single | 60 | 301.6 | [9 empty] | VRT+17 | 136 | 156 | 190 | 216 | 54 | 0.618
| Cu/XLPE/LSZH/SWA/LSZH | 4c | 95mm | 41.7 | 5.6 | Single | 63 | 333.6 | [9 empty] | VRT+18 | 139 | 159 | 200 | 225 | 54 | 0.628
| Cu/XLPE/LSZH/SWA/LSZH | 4c | 120mm | 47.1 | 7.4 | Single | 72 | 376.8 | [9 empty] | VRT+19 | 142 | 162 | 200 | 235 | 54 | 0.637
| Cu/XLPE/LSZH/SWA/LSZH | 4c | 150mm | 51.4 | 8.78 | Single | 79 | 411.2 | [9 empty] | VRT+20 | 150 | 170 | 215 | 240 | 54 | 0.646
| Cu/XLPE/LSZH/SWA/LSZH | 4c | 185mm | 56.6 | 10.63 | Single | 85 | 452.8
| Cu/XLPE/LSZH/SWA/LSZH | 4c | 240mm | 63 | 13.39 | Single | 105 | 504 | [9 empty] | Quad Cable Range Cleats (Vulcan)
| Cu/XLPE/LSZH/SWA/LSZH | 4c | 300mm | 63.6 | 14.998 | Single | 105 | 508.8 | [12 empty] | Dimensions
| Cu/XLPE/LSZH/SWA/LSZH | 5c | 1.5mm | 14.3 | 0.41 | Single |  | 85.8 | [9 empty] | Part No. | Min Dia | Max Dia | W | H | D | kg
| Cu/XLPE/LSZH/SWA/LSZH | 5c | 2.5mm | 16.3 | 0.47 | Single |  | 97.8 | [9 empty] | VRQ+01 | 23 | 25 | 68 | 110 | 54 | 0.284
| Cu/XLPE/LSZH/SWA/LSZH | 5c | 4mm | 17.8 | 0.71 | Single |  | 106.8 | [9 empty] | VRQ+02 | 26 | 27 | 70 | 113 | 54 | 0.286
| Cu/XLPE/LSZH/SWA/LSZH | 5c | 6mm | 20 | 0.876 | Single |  | 120 | [9 empty] | VRQ+03 | 28 | 31 | 78 | 128 | 54 | 0.318
| Cu/XLPE/LSZH/SWA/LSZH | 5c | 10mm | 22.9 | 1.165 | Single |  | 137.4 | [9 empty] | VRQ+3A | 31 | 35 | 90 | 138 | 54 | 0.35
| Cu/XLPE/LSZH/SWA/LSZH | 5c | 16mm | 26.6 | 1.742 | Single |  | 159.6 | [9 empty] | VRQ+04 | 35 | 42 | 103 | 148 | 54 | 0.378
| Cu/XLPE/LSZH/SWA/LSZH | 5c | 25mm | 31.5 | 2.323 | Single | 60 | 252 | [9 empty] | VRQ+05 | 43 | 47 | 120 | 165 | 54 | 0.452
| Cu/XLPE/LSZH/SWA/LSZH | 5c | 35mm | 34.8 | 2.932 | Single | 60 | 278.4 | [9 empty] | VRQ+06 | 48 | 50 | 121 | 170 | 54 | 0.467
| Cu/XLPE/LSZH/SWA/LSZH | 5c | 50mm | 40.4 | 4.192 | Single | 63 | 323.2 | [9 empty] | VRQ+07 | 51 | 57 | 140 | 190 | 54 | 0.486
| Cu/XLPE/LSZH/SWA/LSZH | 7c | 1.5mm | 15.2 | 0.47 | Single |  | 91.2 | [9 empty] | VRQ+08 | 58 | 63 | 150 | 200 | 54 | 0.499
| Cu/XLPE/LSZH/SWA/LSZH | 7c | 2.5mm | 17.1 | 0.6 | Single |  | 102.6 | [9 empty] | VRQ+09 | 64 | 70 | 170 | 218 | 54 | 0.58
| Cu/XLPE/LSZH/SWA/LSZH | 12c | 1.5mm | 19.4 | 0.78 | Single |  | 116.4
| Cu/XLPE/LSZH/SWA/LSZH | 12c | 2.5mm | 22.4 | 1 | Single |  | 134.4
| Cu/XLPE/LSZH/SWA/LSZH | 19c | 1.5mm | 22.2 | 1 | Single |  | 133.2
| Cu/XLPE/LSZH/SWA/LSZH | 19c | 2.5mm | 26.6 | 1.54 | Single |  | 159.6 | [9 empty] | Radius bends (Legrand)
| Cu/XLPE/LSZH/SWA/LSZH | 27c | 1.5mm | 26.7 | 1.5 | Single |  | 160.2
| Cu/XLPE/LSZH/SWA/LSZH | 27c | 2.5mm | 30.7 | 1.95 | Single | 60 | 184.2 | [9 empty] | Type | Width | Radius
| Cu/XLPE/LSZH/SWA/LSZH | 37c | 1.5mm | 29 | 1.8 | Single |  | 174 | [9 empty] | Ladder | 150 | 300
| Cu/XLPE/LSZH/SWA/LSZH | 37c | 2.5mm | 33.8 | 2.35 | Single | 60 | 202.8 | [9 empty] | Ladder | 150 | 450
BS5467 - Cu/XLPE/PVC/AWA/PVC (0.6/1kV) & Cu/XLPE/PVC/SWA/PVC | Cu/XLPE/PVC/AWA/PVC | 1c | 50mm | 17.5 | 0.8 | Single |  | 140 | [9 empty] | Ladder | 150 | 600
| Cu/XLPE/PVC/AWA/PVC | 1c | 70mm | 20.2 | 0.96 | Single |  | 161.6 | [9 empty] | Ladder | 150 | 750
| Cu/XLPE/PVC/AWA/PVC | 1c | 95mm | 22.3 | 1.24 | Single |  | 178.4 | [9 empty] | Ladder | 150 | 900
| Cu/XLPE/PVC/AWA/PVC | 1c | 120mm | 24.2 | 1.51 | Single |  | 193.6 | [9 empty] | Ladder | 300 | 300
| Cu/XLPE/PVC/AWA/PVC | 1c | 150mm | 27.4 | 1.9 | Single |  | 219.2 | [9 empty] | Ladder | 300 | 450
| Cu/XLPE/PVC/AWA/PVC | 1c | 185mm | 30 | 2.32 | Single | 60 | 240 | [9 empty] | Ladder | 300 | 600
| Cu/XLPE/PVC/AWA/PVC | 1c | 240mm | 32.8 | 2.93 | Single | 60 | 262.4 | [9 empty] | Ladder | 300 | 750
| Cu/XLPE/PVC/AWA/PVC | 1c | 300mm | 35.6 | 3.58 | Single | 60 | 284.8 | [9 empty] | Ladder | 300 | 900
| Cu/XLPE/PVC/AWA/PVC | 1c | 400mm | 40.5 | 4.6 | Single | 63 | 324 | [9 empty] | Ladder | 450 | 300
| Cu/XLPE/PVC/AWA/PVC | 1c | 500mm | 44.2 | 5.77 | Single | 72 | 353.6 | [9 empty] | Ladder | 450 | 450
| Cu/XLPE/PVC/AWA/PVC | 1c | 630mm | 48.8 | 7.25 | Single | 72 | 390.4 | [9 empty] | Ladder | 450 | 600
| Cu/XLPE/PVC/AWA/PVC | 1c | 800mm | 55.4 | 9.381 | Single | 85 | 443.2 | [9 empty] | Ladder | 450 | 750
| Cu/XLPE/PVC/AWA/PVC | 1c | 1000mm | 60.6 | 11.54 | Single | 96 | 484.8 | [9 empty] | Ladder | 450 | 900
| Cu/XLPE/PVC/AWA/PVC | 1c | 50mm | 17.5 | 0.8 | Quadcleat | N/A | 140 | [9 empty] | Ladder | 600 | 300
| Cu/XLPE/PVC/AWA/PVC | 1c | 70mm | 20.2 | 0.96 | Quadcleat | N/A | 161.6 | [9 empty] | Ladder | 600 | 450
| Cu/XLPE/PVC/AWA/PVC | 1c | 95mm | 22.3 | 1.24 | Quadcleat | N/A | 178.4 | [9 empty] | Ladder | 600 | 600
| Cu/XLPE/PVC/AWA/PVC | 1c | 120mm | 24.2 | 1.51 | Quadcleat | 17 | 193.6 | [9 empty] | Ladder | 600 | 750
| Cu/XLPE/PVC/AWA/PVC | 1c | 150mm | 27.4 | 1.9 | Quadcleat | 17.5 | 219.2 | [9 empty] | Ladder | 600 | 900
| Cu/XLPE/PVC/AWA/PVC | 1c | 185mm | 30 | 2.32 | Quadcleat | 19.5 | 240 | [9 empty] | Ladder | 750 | 300
| Cu/XLPE/PVC/AWA/PVC | 1c | 240mm | 32.8 | 2.93 | Quadcleat | 22.5 | 262.4 | [9 empty] | Ladder | 750 | 450
| Cu/XLPE/PVC/AWA/PVC | 1c | 300mm | 35.6 | 3.58 | Quadcleat | 25.75 | 284.8 | [9 empty] | Ladder | 750 | 600
| Cu/XLPE/PVC/AWA/PVC | 1c | 400mm | 40.5 | 4.6 | Quadcleat | 25.75 | 324 | [9 empty] | Ladder | 750 | 750
| Cu/XLPE/PVC/AWA/PVC | 1c | 500mm | 44.2 | 5.77 | Quadcleat | 30 | 353.6 | [9 empty] | Ladder | 750 | 900
| Cu/XLPE/PVC/AWA/PVC | 1c | 630mm | 48.8 | 7.25 | Quadcleat | 30.25 | 390.4 | [9 empty] | Ladder | 900 | 300
| Cu/XLPE/PVC/AWA/PVC | 1c | 800mm | 55.4 | 9.381 | Quadcleat | 35 | 443.2 | [9 empty] | Ladder | 900 | 450
| Cu/XLPE/PVC/AWA/PVC | 1c | 1000mm | 60.6 | 11.54 | Quadcleat | 37.5 | 484.8 | [9 empty] | Ladder | 900 | 600
| Cu/XLPE/PVC/AWA/PVC | 1c | 50mm | 17.5 | 0.8 | Trefoil | N/A | 140 | [9 empty] | Ladder | 900 | 750
| Cu/XLPE/PVC/AWA/PVC | 1c | 70mm | 20.2 | 0.96 | Trefoil | 20 | 161.6 | [9 empty] | Ladder | 900 | 900
| Cu/XLPE/PVC/AWA/PVC | 1c | 95mm | 22.3 | 1.24 | Trefoil | 20 | 178.4 | [9 empty] | Tray | 100 to 300 | 180
| Cu/XLPE/PVC/AWA/PVC | 1c | 120mm | 24.2 | 1.51 | Trefoil | 21 | 193.6 | [9 empty] | Tray | 450 and 600 | 240
| Cu/XLPE/PVC/AWA/PVC | 1c | 150mm | 27.4 | 1.9 | Trefoil | 24 | 219.2
| Cu/XLPE/PVC/AWA/PVC | 1c | 185mm | 30 | 2.32 | Trefoil | 26.3333 | 240
| Cu/XLPE/PVC/AWA/PVC | 1c | 240mm | 32.8 | 2.93 | Trefoil | 28.3333 | 262.4
| Cu/XLPE/PVC/AWA/PVC | 1c | 300mm | 35.6 | 3.58 | Trefoil | 28.3333 | 284.8
| Cu/XLPE/PVC/AWA/PVC | 1c | 400mm | 40.5 | 4.6 | Trefoil | 35 | 324
| Cu/XLPE/PVC/AWA/PVC | 1c | 500mm | 44.2 | 5.77 | Trefoil | 37.3333 | 353.6
| Cu/XLPE/PVC/AWA/PVC | 1c | 630mm | 48.8 | 7.25 | Trefoil | 40.3333 | 390.4
| Cu/XLPE/PVC/AWA/PVC | 1c | 800mm | 55.4 | 9.381 | Trefoil | 44.6667 | 443.2
| Cu/XLPE/PVC/AWA/PVC | 1c | 1000mm | 60.6 | 11.54 | Trefoil | 47.6667 | 484.8
| Cu/XLPE/PVC/SWA/PVC | 2c | 1.5mm | 12.1 | 0.302 | Single |  | 72.6
| Cu/XLPE/PVC/SWA/PVC | 2c | 2.5mm | 13.6 | 0.346 | Single |  | 81.6
| Cu/XLPE/PVC/SWA/PVC | 2c | 4mm | 14.7 | 0.41 | Single |  | 88.2
| Cu/XLPE/PVC/SWA/PVC | 2c | 6mm | 15.9 | 0.499 | Single |  | 95.4
| Cu/XLPE/PVC/SWA/PVC | 2c | 10mm | 18 | 0.648 | Single |  | 108
| Cu/XLPE/PVC/SWA/PVC | 2c | 16mm | 20.4 | 0.978 | Single |  | 122.4
| Cu/XLPE/PVC/SWA/PVC | 2c | 25mm | 20.4 | 1.29 | Single |  | 163.2
| Cu/XLPE/PVC/SWA/PVC | 2c | 35mm | 23.3 | 1.5 | Single |  | 186.4
| Cu/XLPE/PVC/SWA/PVC | 2c | 50mm | 25.8 | 1.89 | Single |  | 206.4
| Cu/XLPE/PVC/SWA/PVC | 2c | 70mm | 29 | 2.5 | Single |  | 232
| Cu/XLPE/PVC/SWA/PVC | 2c | 95mm | 33.1 | 3.3 | Single | 60 | 264.8
| Cu/XLPE/PVC/SWA/PVC | 2c | 120mm | 36.1 | 4.02 | Single | 63 | 288.8
| Cu/XLPE/PVC/SWA/PVC | 2c | 150mm | 39.3 | 4.75 | Single | 63 | 314.4
| Cu/XLPE/PVC/SWA/PVC | 3c | 1.5mm | 12.6 | 0.33 | Single |  | 75.6
| Cu/XLPE/PVC/SWA/PVC | 3c | 2.5mm | 14.1 | 0.39 | Single |  | 84.6
| Cu/XLPE/PVC/SWA/PVC | 3c | 4mm | 15.3 | 0.464 | Single |  | 91.8
| Cu/XLPE/PVC/SWA/PVC | 3c | 6mm | 16.6 | 0.568 | Single |  | 99.6
| Cu/XLPE/PVC/SWA/PVC | 3c | 10mm | 19.5 | 0.866 | Single |  | 117
| Cu/XLPE/PVC/SWA/PVC | 3c | 16mm | 21.6 | 1.152 | Single |  | 129.6
| Cu/XLPE/PVC/SWA/PVC | 3c | 25mm | 23.6 | 1.8 | Single |  | 188.8
| Cu/XLPE/PVC/SWA/PVC | 3c | 35mm | 25.7 | 2.23 | Single |  | 205.6
| Cu/XLPE/PVC/SWA/PVC | 3c | 50mm | 28.5 | 2.49 | Single |  | 228
| Cu/XLPE/PVC/SWA/PVC | 3c | 70mm | 32.2 | 3.29 | Single | 60 | 257.6
| Cu/XLPE/PVC/SWA/PVC | 3c | 95mm | 37 | 4.44 | Single | 60 | 296
| Cu/XLPE/PVC/SWA/PVC | 3c | 120mm | 40.4 | 5.47 | Single | 63 | 323.2
| Cu/XLPE/PVC/SWA/PVC | 3c | 150mm | 45.5 | 6.93 | Single | 72 | 364
| Cu/XLPE/PVC/SWA/PVC | 3c | 185mm | 49.8 | 8.35 | Single | 79 | 398.4
| Cu/XLPE/PVC/SWA/PVC | 3c | 240mm | 55.1 | 10.4 | Single | 85 | 440.8
| Cu/XLPE/PVC/SWA/PVC | 3c | 300mm | 60.2 | 12.6 | Single | 96 | 481.6
| Cu/XLPE/PVC/SWA/PVC | 3c | 400mm | 66.6 | 14.6 | Single | 105 | 532.8
| Cu/XLPE/PVC/SWA/PVC | 4c | 1.5mm | 13.3 | 0.365 | Single |  | 79.8
| Cu/XLPE/PVC/SWA/PVC | 4c | 2.5mm | 15 | 0.438 | Single |  | 90
| Cu/XLPE/PVC/SWA/PVC | 4c | 4mm | 16.4 | 0.532 | Single |  | 98.4
| Cu/XLPE/PVC/SWA/PVC | 4c | 6mm | 18.7 | 0.764 | Single |  | 112.2
| Cu/XLPE/PVC/SWA/PVC | 4c | 10mm | 21.1 | 1.013 | Single |  | 126.6
| Cu/XLPE/PVC/SWA/PVC | 4c | 16mm | 23.4 | 1.36 | Single |  | 140.4
| Cu/XLPE/PVC/SWA/PVC | 4c | 25mm | 26.1 | 2.16 | Single |  | 208.8
| Cu/XLPE/PVC/SWA/PVC | 4c | 35mm | 28.6 | 2.69 | Single |  | 228.8
| Cu/XLPE/PVC/SWA/PVC | 4c | 50mm | 32 | 3.13 | Single | 60 | 256
| Cu/XLPE/PVC/SWA/PVC | 4c | 70mm | 37.7 | 4.5 | Single | 60 | 301.6
| Cu/XLPE/PVC/SWA/PVC | 4c | 95mm | 41.7 | 5.6 | Single | 63 | 333.6
| Cu/XLPE/PVC/SWA/PVC | 4c | 120mm | 47.1 | 7.4 | Single | 72 | 376.8
| Cu/XLPE/PVC/SWA/PVC | 4c | 150mm | 51.4 | 8.78 | Single | 79 | 411.2
| Cu/XLPE/PVC/SWA/PVC | 4c | 185mm | 56.6 | 10.63 | Single | 85 | 452.8
| Cu/XLPE/PVC/SWA/PVC | 4c | 240mm | 63 | 13.39 | Single | 105 | 504
| Cu/XLPE/PVC/SWA/PVC | 4c | 300mm | 68.8 | 16.29 | Single | 105 | 550.4
| Cu/XLPE/PVC/SWA/PVC | 4c | 400mm | 78.1 | 19.8 | Single | 112 | 624.8
| Cu/XLPE/PVC/SWA/PVC | 5c | 1.5mm | 14.3 | 0.41 | Single |  | 85.8
| Cu/XLPE/PVC/SWA/PVC | 5c | 2.5mm | 16.1 | 0.47 | Single |  | 96.6
| Cu/XLPE/PVC/SWA/PVC | 5c | 4mm | 17.8 | 0.71 | Single |  | 106.8
| Cu/XLPE/PVC/SWA/PVC | 5c | 6mm | 20 | 0.876 | Single |  | 120
| Cu/XLPE/PVC/SWA/PVC | 5c | 10mm | 22.9 | 1.165 | Single |  | 137.4
| Cu/XLPE/PVC/SWA/PVC | 5c | 16mm | 26.6 | 1.742 | Single |  | 159.6
| Cu/XLPE/PVC/SWA/PVC | 5c | 25mm | 31.5 | 2.323 | Single | 60 | 252
| Cu/XLPE/PVC/SWA/PVC | 5c | 35mm | 34.8 | 2.932 | Single | 60 | 278.4
| Cu/XLPE/PVC/SWA/PVC | 5c | 50mm | 40.4 | 4.192 | Single | 63 | 323.2
| Cu/XLPE/PVC/SWA/PVC | 7c | 1.5mm | 15.2 | 0.47 | Single |  | 91.2
| Cu/XLPE/PVC/SWA/PVC | 7c | 2.5mm | 17.1 | 0.6 | Single |  | 102.6
| Cu/XLPE/PVC/SWA/PVC | 7c | 4mm | 19.1 | 0.881 | Single |  | 114.6
| Cu/XLPE/PVC/SWA/PVC | 12c | 1.5mm | 19.4 | 0.78 | Single |  | 116.4
| Cu/XLPE/PVC/SWA/PVC | 12c | 2.5mm | 22.4 | 1 | Single |  | 134.4
| Cu/XLPE/PVC/SWA/PVC | 19c | 1.5mm | 22.2 | 1 | Single |  | 133.2
| Cu/XLPE/PVC/SWA/PVC | 19c | 2.5mm | 26.6 | 1.54 | Single |  | 159.6
| Cu/XLPE/PVC/SWA/PVC | 27c | 1.5mm | 26.7 | 1.5 | Single |  | 160.2
| Cu/XLPE/PVC/SWA/PVC | 27c | 2.5mm | 30.7 | 1.95 | Single | 60 | 184.2
| Cu/XLPE/PVC/SWA/PVC | 37c | 1.5mm | 29 | 1.8 | Single |  | 174
| Cu/XLPE/PVC/SWA/PVC | 37c | 2.5mm | 33.8 | 2.35 | Single | 60 | 202.8
6491B / H07Z-R / BS EN 50525-3-41 | Cu/LSZH 6491B (CPC) | 1c | 1.5mm | 3.4 | 0.022 | Single |  | 20.4
| Cu/LSZH 6491B (CPC) | 1c | 2.5mm | 4.1 | 0.035 | Single |  | 24.6
| Cu/LSZH 6491B (CPC) | 1c | 4mm | 4.7 | 0.05 | Single |  | 28.2
| Cu/LSZH 6491B (CPC) | 1c | 6mm | 5.4 | 0.072 | Single |  | 32.4
| Cu/LSZH 6491B (CPC) | 1c | 10mm | 6.8 | 0.121 | Single |  | 40.8
| Cu/LSZH 6491B (CPC) | 1c | 16mm | 8 | 0.182 | Single |  | 48
| Cu/LSZH 6491B (CPC) | 1c | 25mm | 9.8 | 0.285 | Single |  | 78.4
| Cu/LSZH 6491B (CPC) | 1c | 35mm | 10 | 0.39 | Single |  | 80
| Cu/LSZH 6491B (CPC) | 1c | 50mm | 13.2 | 0.51 | Single |  | 105.6
| Cu/LSZH 6491B (CPC) | 1c | 70mm | 15.1 | 0.71 | Single |  | 120.8
| Cu/LSZH 6491B (CPC) | 1c | 95mm | 17 | 0.98 | Single |  | 136
| Cu/LSZH 6491B (CPC) | 1c | 120mm | 19 | 1.22 | Single |  | 152
| Cu/LSZH 6491B (CPC) | 1c | 150mm | 21 | 1.5 | Single |  | 168
| Cu/LSZH 6491B (CPC) | 1c | 185mm | 23.5 | 1.91 | Single |  | 188
| Cu/LSZH 6491B (CPC) | 1c | 240mm | 26.5 | 2.49 | Single |  | 212
| Cu/LSZH 6491B (CPC) | 1c | 300mm | 29.5 | 3.1 | Single |  | 236
| Cu/LSZH 6491B (CPC) | 1c | 400mm | 33.5 | 3.95 | Single | 60 | 268
| Cu/LSZH 6491B (CPC) | 1c | 500mm | 37 | 5 | Single | 60 | 296
| Cu/LSZH 6491B (CPC) | 1c | 630mm | 41 | 6.35 | Single | 63 | 328
BS8573 - Cu/XLPE/LSZH (0.6/1kV) | Cu/XLPE/LSZH | 1c | 50mm | 13 | 0.525 | Single |  | 104
| Cu/XLPE/LSZH | 1c | 70mm | 15.5 | 0.73 | Single |  | 124
| Cu/XLPE/LSZH | 1c | 95mm | 18 | 0.99 | Single |  | 144
| Cu/XLPE/LSZH | 1c | 120mm | 19.5 | 1.23 | Single |  | 156
| Cu/XLPE/LSZH | 1c | 150mm | 32 | 2.15 | Single | 60 | 256
| Cu/XLPE/LSZH | 1c | 185mm | 32 | 2.4 | Single | 60 | 256
| Cu/XLPE/LSZH | 1c | 240mm | 40 | 2.7 | Single | 63 | 320
| Cu/XLPE/LSZH | 1c | 300mm | 40 | 2.95 | Single | 63 | 320
| Cu/XLPE/LSZH | 1c | 400mm | 50 | 3.3 | Single | 79 | 400
| Cu/XLPE/LSZH | 1c | 500mm | 50 | 3.75 | Single | 79 | 400
| Cu/XLPE/LSZH | 1c | 630mm | 50 | 4.2 | Single | 79 | 400
| Cu/XLPE/LSZH | 1c | 800mm | 63 | 4.75 | Single | 105 | 504
| Cu/XLPE/LSZH | 1c | 1000mm | 63 | 5.3 | Single | 105 | 504
| Cu/XLPE/LSZH | 1c | 50mm | 13 | 0.525 | Trefoil | N/A | 104
| Cu/XLPE/LSZH | 1c | 70mm | 15.5 | 0.73 | Trefoil | N/A | 124
| Cu/XLPE/LSZH | 1c | 95mm | 18 | 0.99 | Trefoil | N/A | 144
| Cu/XLPE/LSZH | 1c | 120mm | 19.5 | 1.23 | Trefoil | 60 | 156
| Cu/XLPE/LSZH | 1c | 150mm | 32 | 2.15 | Trefoil | 79 | 256
| Cu/XLPE/LSZH | 1c | 185mm | 32 | 2.4 | Trefoil | 79 | 256
| Cu/XLPE/LSZH | 1c | 240mm | 40 | 2.7 | Trefoil | 105 | 320
| Cu/XLPE/LSZH | 1c | 300mm | 40 | 2.95 | Trefoil | 105 | 320
| Cu/XLPE/LSZH | 1c | 400mm | 50 | 3.3 | Trefoil | 121 | 400
| Cu/XLPE/LSZH | 1c | 500mm | 50 | 3.75 | Trefoil | 121 | 400
| Cu/XLPE/LSZH | 1c | 630mm | 50 | 4.2 | Trefoil | 121 | 400
| Cu/XLPE/LSZH | 1c | 800mm | 63 | 4.75 | Trefoil | 152 | 504
| Cu/XLPE/LSZH | 1c | 1000mm | 63 | 5.3 | Trefoil | 152 | 504
| Cu/XLPE/LSZH | 1c | 50mm | 13 | 0.525 | Quadcleat | N/A | 104
| Cu/XLPE/LSZH | 1c | 70mm | 15.5 | 0.73 | Quadcleat | N/A | 124
| Cu/XLPE/LSZH | 1c | 95mm | 18 | 0.99 | Quadcleat | N/A | 144
| Cu/XLPE/LSZH | 1c | 120mm | 19.5 | 1.23 | Quadcleat | N/A | 156
| Cu/XLPE/LSZH | 1c | 150mm | 32 | 2.15 | Quadcleat | 90 | 256
| Cu/XLPE/LSZH | 1c | 185mm | 32 | 2.4 | Quadcleat | 90 | 256
| Cu/XLPE/LSZH | 1c | 240mm | 40 | 2.7 | Quadcleat | 103 | 320
| Cu/XLPE/LSZH | 1c | 300mm | 40 | 2.95 | Quadcleat | 103 | 320
| Cu/XLPE/LSZH | 1c | 400mm | 50 | 3.3 | Quadcleat | 121 | 400
| Cu/XLPE/LSZH | 1c | 500mm | 50 | 3.75 | Quadcleat | 121 | 400
| Cu/XLPE/LSZH | 1c | 630mm | 50 | 4.2 | Quadcleat | 121 | 400
| Cu/XLPE/LSZH | 1c | 800mm | 63 | 4.75 | Quadcleat | 150 | 504
| Cu/XLPE/LSZH | 1c | 1000mm | 63 | 5.3 | Quadcleat | 150 | 504
BS 7846 F2 Fire Resistant Armoured FP400 (0.6/1kV) | FP400 | 2c | 1.5mm | 12.9 | 0.31 | Single |  | 103.2
| FP400 | 2c | 2.5mm | 14.1 | 0.38 | Single |  | 112.8
| FP400 | 2c | 4mm | 15.2 | 0.45 | Single |  | 121.6
| FP400 | 2c | 6mm | 16.4 | 0.53 | Single |  | 131.2
| FP400 | 2c | 10mm | 18.6 | 0.63 | Single |  | 148.8
| FP400 | 2c | 16mm | 21.4 | 0.92 | Single |  | 171.2
| FP400 | 2c | 25mm | 23.7 | 1.2 | Single |  | 189.6
| FP400 | 2c | 35mm | 27.2 | 1.6 | Single |  | 217.6
| FP400 | 2c | 50mm | 28 | 2 | Single |  | 224
| FP400 | 2c | 70mm | 30.7 | 2.4 | Single | 60 | 245.6
| FP400 | 2c | 95mm | 35.3 | 3.3 | Single | 60 | 282.4
| FP400 | 2c | 120mm | 36.6 | 3.8 | Single | 60 | 292.8
| FP400 | 2c | 150mm | 39.3 | 4.4 | Single | 63 | 314.4
| FP400 | 2c | 185mm | 44.2 | 5.7 | Single | 72 | 353.6
| FP400 | 2c | 240mm | 48 | 7.2 | Single | 72 | 384
| FP400 | 2c | 300mm | 51.8 | 8.3 | Single | 79 | 414.4
| FP400 | 2c | 400mm | 55.9 | 10.5 | Single | 85 | 447.2
| FP400 | 3c | 1.5mm | 13.4 | 0.34 | Single |  | 80.4
| FP400 | 3c | 2.5mm | 14.8 | 0.43 | Single |  | 88.8
| FP400 | 3c | 4mm | 16.1 | 0.51 | Single |  | 96.6
| FP400 | 3c | 6mm | 17.4 | 0.62 | Single |  | 104.4
| FP400 | 3c | 10mm | 20.3 | 0.93 | Single |  | 121.8
| FP400 | 3c | 16mm | 22.8 | 1.21 | Single |  | 136.8
| FP400 | 3c | 25mm | 27.4 | 1.8 | Single |  | 219.2
| FP400 | 3c | 35mm | 29.2 | 2.1 | Single |  | 233.6
| FP400 | 3c | 50mm | 33 | 2.6 | Single | 60 | 264
| FP400 | 3c | 70mm | 37 | 3.4 | Single | 60 | 296
| FP400 | 3c | 95mm | 40.6 | 4.5 | Single | 63 | 324.8
| FP400 | 3c | 120mm | 43.8 | 5.5 | Single | 72 | 350.4
| FP400 | 3c | 150mm | 48 | 6.9 | Single | 72 | 384
| FP400 | 3c | 185mm | 52 | 8.2 | Single | 79 | 416
| FP400 | 3c | 240mm | 57.1 | 10.2 | Single | 85 | 456.8
| FP400 | 3c | 300mm | 63 | 12.2 | Single | 105 | 504
| FP400 | 3c | 400mm | 69.5 | 15 | Single | 105 | 556
| FP400 | 4c | 1.5mm | 14.3 | 0.39 | Single |  | 114.4
| FP400 | 4c | 2.5mm | 16 | 0.49 | Single |  | 128
| FP400 | 4c | 4mm | 17.3 | 0.59 | Single |  | 138.4
| FP400 | 4c | 6mm | 19.6 | 0.83 | Single |  | 156.8
| FP400 | 4c | 10mm | 21.8 | 1.04 | Single |  | 174.4
| FP400 | 4c | 16mm | 24.6 | 1.37 | Single |  | 196.8
| FP400 | 4c | 25mm | 29.1 | 2.1 | Single |  | 232.8
| FP400 | 4c | 35mm | 32.2 | 2.5 | Single | 60 | 257.6
| FP400 | 4c | 50mm | 35 | 3.2 | Single | 60 | 280
| FP400 | 4c | 70mm | 40.2 | 4.5 | Single | 63 | 321.6
| FP400 | 4c | 95mm | 44 | 56 | Single | 72 | 352
| FP400 | 4c | 120mm | 48.4 | 7.2 | Single | 72 | 387.2
| FP400 | 4c | 150mm | 52.5 | 8.5 | Single | 79 | 420
| FP400 | 4c | 185mm | 57.1 | 10.3 | Single | 85 | 456.8
| FP400 | 4c | 240mm | 62.7 | 12.8 | Single | 96 | 501.6
| FP400 | 4c | 300mm | 69.6 | 15.6 | Single | 105 | 556.8
| FP400 | 4c | 400mm | 78 | 20.4 | Single | 112 | 624
| FP400 | 7c | 1.5mm | 16.4 | 0.5 | Single |  | 131.2
| FP400 | 7c | 2.5mm | 18.3 | 0.64 | Single |  | 146.4
| FP400 | 7c | 4mm | 20.8 | 0.91 | Single |  | 166.4
| FP400 | 12c | 1.5mm | 21.2 | 0.85 | Single |  | 169.6
| FP400 | 12c | 2.5mm | 24 | 1.09 | Single |  | 192
| FP400 | 12c | 4mm | 27.3 | 1.55 | Single |  | 218.4
| FP400 | 19c | 1.5mm | 24.2 | 1.12 | Single |  | 193.6
| FP400 | 19c | 2.5mm | 28.6 | 1.65 | Single |  | 228.8
| FP400 | 27c | 1.5mm | 29.4 | 1.65 | Single |  | 235.2
| FP400 | 27c | 2.5mm | 33.4 | 2.15 | Single | 60 | 267.2
| FP400 | 37c | 1.5mm | 32.2 | 2 | Single | 60 | 257.6
| FP400 | 37c | 2.5mm | 36.7 | 2.65 | Single | 60 | 293.6
BS 7846 F120 Fire Resistant Armoured Cable FP600S (0.6/1kV) | FP600S | 2c | 4mm | 20.3 | 0.8 | Single |  | 121.8
| FP600S | 2c | 6mm | 20.2 | 0.85 | Single |  | 121.2
| FP600S | 2c | 10mm | 22.9 | 1.1 | Single |  | 137.4
| FP600S | 2c | 16mm | 24.2 | 1.2 | Single |  | 145.2
| FP600S | 2c | 25mm | 26.7 | 1.55 | Single |  | 213.6
| FP600S | 2c | 35mm | 30.3 | 2.1 | Single | 60 | 242.4
| FP600S | 2c | 50mm | 30 | 2.1 | Single | 60 | 240
| FP600S | 2c | 70mm | 32.8 | 2.6 | Single | 60 | 262.4
| FP600S | 2c | 95mm | 35.2 | 3.4 | Single | 60 | 281.6
| FP600S | 2c | 120mm | 38.7 | 4.1 | Single | 63 | 309.6
| FP600S | 2c | 150mm | 41.5 | 4.8 | Single | 63 | 332
| FP600S | 2c | 185mm | 46.3 | 6.1 | Single | 72 | 370.4
| FP600S | 2c | 240mm | 50.9 | 7.5 | Single | 79 | 407.2
| FP600S | 2c | 300mm | 55.3 | 9 | Single | 85 | 442.4
| FP600S | 2c | 400mm | 60.5 | 10.9 | Single | 96 | 484
| FP600S | 3c | 4mm | 21.1 | 0.91 | Single |  | 168.8
| FP600S | 3c | 6mm | 20.4 | 0.85 | Single |  | 163.2
| FP600S | 3c | 10mm | 24.4 | 1.2 | Single |  | 195.2
| FP600S | 3c | 16mm | 25.6 | 1.4 | Single |  | 204.8
| FP600S | 3c | 25mm | 29.5 | 2 | Single |  | 236
| FP600S | 3c | 35mm | 32.3 | 2.45 | Single | 60 | 258.4
| FP600S | 3c | 50mm | 32.2 | 2.65 | Single | 60 | 257.6
| FP600S | 3c | 70mm | 35.2 | 3.35 | Single | 60 | 281.6
| FP600S | 3c | 95mm | 40.1 | 4.6 | Single | 63 | 320.8
| FP600S | 3c | 120mm | 43.4 | 5.45 | Single | 72 | 347.2
| FP600S | 3c | 150mm | 48.5 | 6.95 | Single | 72 | 388
| FP600S | 3c | 185mm | 52.4 | 8.25 | Single | 79 | 419.2
| FP600S | 3c | 240mm | 57.5 | 10.3 | Single | 85 | 460
| FP600S | 3c | 300mm | 62.6 | 12.35 | Single | 96 | 500.8
| FP600S | 3c | 400mm | 68.8 | 15.2 | Single | 105 | 550.4
| FP600S | 4c | 4mm | 20.8 | 0.86 | Single |  | 166.4
| FP600S | 4c | 6mm | 22.1 | 1 | Single |  | 176.8
| FP600S | 4c | 10mm | 26 | 1.4 | Single |  | 208
| FP600S | 4c | 16mm | 27.8 | 1.65 | Single |  | 222.4
| FP600S | 4c | 25mm | 32.1 | 2.35 | Single | 60 | 256.8
| FP600S | 4c | 35mm | 35.3 | 2.95 | Single | 60 | 282.4
| FP600S | 4c | 50mm | 36.4 | 3.3 | Single | 60 | 291.2
| FP600S | 4c | 70mm | 40.5 | 4.55 | Single | 63 | 324
| FP600S | 4c | 95mm | 44.3 | 5.7 | Single | 72 | 354.4
| FP600S | 4c | 120mm | 49.4 | 7.35 | Single | 79 | 395.2
| FP600S | 4c | 150mm | 53.6 | 8.7 | Single | 96 | 428.8
| FP600S | 4c | 185mm | 58.8 | 10.5 | Single | 79 | 470.4
| FP600S | 4c | 240mm | 64.4 | 13.1 | Single | 105 | 515.2
| FP600S | 4c | 300mm | 69.9 | 15.75 | Single | 105 | 559.2
| FP600S | 4c | 400mm | 78.6 | 20.35 | Single | 112 | 628.8
| FP600S | 5c | 4mm | 23 | 1.05 | Single |  | 184
| FP600S | 5c | 6mm | 23.7 | 1.15 | Single |  | 189.6
| FP600S | 5c | 10mm | 28.8 | 1.65 | Single |  | 230.4
| FP600S | 5c | 16mm | 31.3 | 2.1 | Single | 60 | 250.4
| FP600S | 5c | 25mm | 34.7 | 2.75 | Single | 60 | 277.6
| FP600S | 5c | 35mm | 38.2 | 3.35 | Single | 60 | 305.6
H07ZZ-F BS EN 50525-3-21 Cu/LSZH/LSZH Rubber Flexible Cable (0.45/0.75kV) | Cu/LSZH/LSZH | 1c | 1.5mm | 6.4 | 0.063 | Single |  | 51.2
| Cu/LSZH/LSZH | 1c | 2.5mm | 7.1 | 0.076 | Single |  | 56.8
| Cu/LSZH/LSZH | 1c | 4mm | 8.1 | 0.107 | Single |  | 64.8
| Cu/LSZH/LSZH | 1c | 6mm | 8.85 | 0.14 | Single |  | 70.8
| Cu/LSZH/LSZH | 1c | 10mm | 10.7 | 0.213 | Single |  | 85.6
| Cu/LSZH/LSZH | 1c | 16mm | 12.1 | 0.291 | Single |  | 96.8
| Cu/LSZH/LSZH | 1c | 25mm | 14.25 | 0.415 | Single |  | 114
| Cu/LSZH/LSZH | 1c | 35mm | 16.1 | 0.539 | Single |  | 128.8
| Cu/LSZH/LSZH | 1c | 50mm | 18.55 | 0.74 | Single |  | 148.4
| Cu/LSZH/LSZH | 1c | 70mm | 20.95 | 0.989 | Single |  | 167.6
| Cu/LSZH/LSZH | 1c | 95mm | 23.4 | 1.29 | Single |  | 187.2
| Cu/LSZH/LSZH | 1c | 120mm | 25.7 | 1.592 | Single |  | 205.6
| Cu/LSZH/LSZH | 1c | 150mm | 28.3 | 1.957 | Single |  | 226.4
| Cu/LSZH/LSZH | 1c | 185mm | 31 | 2.35 | Single | 60 | 248
| Cu/LSZH/LSZH | 1c | 240mm | 34.45 | 3.099 | Single | 60 | 275.6
| Cu/LSZH/LSZH | 1c | 300mm | 37.7 | 3.687 | Single | 60 | 301.6
| Cu/LSZH/LSZH | 1c | 400mm | 42.1 | 4.85 | Single | 63 | 336.8
| Cu/LSZH/LSZH | 1c | 500mm | 46.65 | 5.998 | Single | 72 | 373.2
| Cu/LSZH/LSZH | 1c | 1.5mm | 6.4 | 0.063 | Trefoil | N/A | 51.2
| Cu/LSZH/LSZH | 1c | 2.5mm | 7.1 | 0.076 | Trefoil | N/A | 56.8
| Cu/LSZH/LSZH | 1c | 4mm | 8.1 | 0.107 | Trefoil | N/A | 64.8
| Cu/LSZH/LSZH | 1c | 6mm | 8.85 | 0.14 | Trefoil | N/A | 70.8
| Cu/LSZH/LSZH | 1c | 10mm | 10.7 | 0.213 | Trefoil | N/A | 85.6
| Cu/LSZH/LSZH | 1c | 16mm | 12.1 | 0.291 | Trefoil | N/A | 96.8
| Cu/LSZH/LSZH | 1c | 25mm | 14.25 | 0.415 | Trefoil | N/A | 114
| Cu/LSZH/LSZH | 1c | 35mm | 16.1 | 0.539 | Trefoil | N/A | 128.8
| Cu/LSZH/LSZH | 1c | 50mm | 18.55 | 0.74 | Trefoil | N/A | 148.4
| Cu/LSZH/LSZH | 1c | 70mm | 20.95 | 0.989 | Trefoil | 60 | 167.6
| Cu/LSZH/LSZH | 1c | 95mm | 23.4 | 1.29 | Trefoil | 63 | 187.2
| Cu/LSZH/LSZH | 1c | 120mm | 25.7 | 1.592 | Trefoil | 63 | 205.6
| Cu/LSZH/LSZH | 1c | 150mm | 28.3 | 1.957 | Trefoil | 72 | 226.4
| Cu/LSZH/LSZH | 1c | 185mm | 31 | 2.35 | Trefoil | 79 | 248
| Cu/LSZH/LSZH | 1c | 240mm | 34.45 | 3.099 | Trefoil | 85 | 275.6
| Cu/LSZH/LSZH | 1c | 300mm | 37.7 | 3.687 | Trefoil | 96 | 301.6
| Cu/LSZH/LSZH | 1c | 400mm | 42.1 | 4.85 | Trefoil | 105 | 336.8
| Cu/LSZH/LSZH | 1c | 500mm | 46.65 | 5.998 | Trefoil | 121 | 373.2
| Cu/LSZH/LSZH | 1c | 1.5mm | 6.4 | 0.063 | Quadcleat | N/A | 51.2
| Cu/LSZH/LSZH | 1c | 2.5mm | 7.1 | 0.076 | Quadcleat | N/A | 56.8
| Cu/LSZH/LSZH | 1c | 4mm | 8.1 | 0.107 | Quadcleat | N/A | 64.8
| Cu/LSZH/LSZH | 1c | 6mm | 8.85 | 0.14 | Quadcleat | N/A | 70.8
| Cu/LSZH/LSZH | 1c | 10mm | 10.7 | 0.213 | Quadcleat | N/A | 85.6
| Cu/LSZH/LSZH | 1c | 16mm | 12.1 | 0.291 | Quadcleat | N/A | 96.8
| Cu/LSZH/LSZH | 1c | 25mm | 14.25 | 0.415 | Quadcleat | N/A | 114
| Cu/LSZH/LSZH | 1c | 35mm | 16.1 | 0.539 | Quadcleat | N/A | 128.8
| Cu/LSZH/LSZH | 1c | 50mm | 18.55 | 0.74 | Quadcleat | N/A | 148.4
| Cu/LSZH/LSZH | 1c | 70mm | 20.95 | 0.989 | Quadcleat | N/A | 167.6
| Cu/LSZH/LSZH | 1c | 95mm | 23.4 | 1.29 | Quadcleat | 68 | 187.2
| Cu/LSZH/LSZH | 1c | 120mm | 25.7 | 1.592 | Quadcleat | 70 | 205.6
| Cu/LSZH/LSZH | 1c | 150mm | 28.3 | 1.957 | Quadcleat | 78 | 226.4
| Cu/LSZH/LSZH | 1c | 185mm | 31 | 2.35 | Quadcleat | 90 | 248
| Cu/LSZH/LSZH | 1c | 240mm | 34.45 | 3.099 | Quadcleat | 90 | 275.6
| Cu/LSZH/LSZH | 1c | 300mm | 37.7 | 3.687 | Quadcleat | 103 | 301.6
| Cu/LSZH/LSZH | 1c | 400mm | 42.1 | 4.85 | Quadcleat | 120 | 336.8
| Cu/LSZH/LSZH | 1c | 500mm | 46.65 | 5.998 | Quadcleat | 120 | 373.2
N2XH Enhanced Flex FRNC-LSZH KEMA | N2XH Enhanced Flex | 1c | 1.5mm | 5.4 | 0.066 | Single | N/A | 43.2
| N2XH Enhanced Flex | 1c | 2.5mm | 5.8 | 0.077 | Single | N/A | 46.4
| N2XH Enhanced Flex | 1c | 4mm | 6.3 | 0.074 | Single | N/A | 50.4
| N2XH Enhanced Flex | 1c | 6mm | 6.8 | 0.095 | Single | N/A | 54.4
| N2XH Enhanced Flex | 1c | 10mm | 7.9 | 0.138 | Single | N/A | 63.2
| N2XH Enhanced Flex | 1c | 16mm | 9.1 | 0.199 | Single | N/A | 72.8
| N2XH Enhanced Flex | 1c | 25mm | 10.8 | 0.288 | Single | N/A | 86.4
| N2XH Enhanced Flex | 1c | 35mm | 11.7 | 0.381 | Single | N/A | 93.6
| N2XH Enhanced Flex | 1c | 50mm | 13.7 | 0.526 | Single | N/A | 109.6
| N2XH Enhanced Flex | 1c | 70mm | 15.8 | 0.72 | Single | N/A | 126.4
| N2XH Enhanced Flex | 1c | 95mm | 17.3 | 0.941 | Single | N/A | 138.4
| N2XH Enhanced Flex | 1c | 120mm | 19 | 1.183 | Single | N/A | 152
| N2XH Enhanced Flex | 1c | 150mm | 21.4 | 1.456 | Single | N/A | 171.2
| N2XH Enhanced Flex | 1c | 185mm | 24.2 | 1.807 | Single | N/A | 193.6
| N2XH Enhanced Flex | 1c | 240mm | 26.4 | 2.295 | Single | N/A | 211.2
| N2XH Enhanced Flex | 1c | 300mm | 29.7 | 2.846 | Single | N/A | 237.6
| N2XH Enhanced Flex | 1c | 400mm | 33.4 | 3.681 | Single | 60 | 267.2
| N2XH Enhanced Flex | 1c | 500mm | 37.3 | 4.72 | Single | 60 | 298.4
| N2XH Enhanced Flex | 1c | 630mm | 41.2 | 6.176 | Single | 60 | 329.6
| N2XH Enhanced Flex | 2c | 1.5mm | 10 | 0.147 | Single | N/A | 80
| N2XH Enhanced Flex | 2c | 2.5mm | 10.8 | 0.179 | Single | N/A | 86.4
| N2XH Enhanced Flex | 2c | 4mm | 11.8 | 0.226 | Single | N/A | 94.4
| N2XH Enhanced Flex | 2c | 6mm | 12.8 | 0.281 | Single | N/A | 102.4
| N2XH Enhanced Flex | 2c | 10mm | 15.2 | 0.412 | Single | N/A | 121.6
| N2XH Enhanced Flex | 2c | 16mm | 17.5 | 0.577 | Single | N/A | 140
| N2XH Enhanced Flex | 2c | 25mm | 21.4 | 0.858 | Single | N/A | 171.2
| N2XH Enhanced Flex | 2c | 35mm | 23.2 | 1.092 | Single | N/A | 185.6
| N2XH Enhanced Flex | 2c | 50mm | 27.1 | 1.503 | Single | N/A | 216.8
| N2XH Enhanced Flex | 2c | 70mm | 31.6 | 2.045 | Single | 60 | 252.8
| N2XH Enhanced Flex | 2c | 95mm | 34.8 | 2.643 | Single | 60 | 278.4
| N2XH Enhanced Flex | 2c | 120mm | 38.6 | 3.318 | Single | 60 | 308.8
| N2XH Enhanced Flex | 2c | 150mm | 43.7 | 4.146 | Single | 63 | 349.6
| N2XH Enhanced Flex | 2c | 185mm | 49.8 | 5.215 | Single | 63 | 398.4
| N2XH Enhanced Flex | 2c | 240mm | 54.2 | 6.491 | Single | 72 | 433.6
| N2XH Enhanced Flex | 2c | 300mm | 60.8 | 8.079 | Single | 72 | 486.4
| N2XH Enhanced Flex | 2c | 400mm | 67.6 | 10.39 | Single | 85 | 540.8
| N2XH Enhanced Flex | 3c | 1.5mm | 10.5 | 0.165 | Single | N/A | 84
| N2XH Enhanced Flex | 3c | 2.5mm | 11.3 | 0.206 | Single | N/A | 90.4
| N2XH Enhanced Flex | 3c | 4mm | 12.4 | 0.266 | Single | N/A | 99.2
| N2XH Enhanced Flex | 3c | 6mm | 13.5 | 0.337 | Single | N/A | 108
| N2XH Enhanced Flex | 3c | 10mm | 16.1 | 0.503 | Single | N/A | 128.8
| N2XH Enhanced Flex | 3c | 16mm | 18.6 | 0.718 | Single | N/A | 148.8
| N2XH Enhanced Flex | 3c | 25mm | 22.7 | 1.071 | Single | N/A | 181.6
| N2XH Enhanced Flex | 3c | 35mm | 24.7 | 1.388 | Single | N/A | 197.6
| N2XH Enhanced Flex | 3c | 50mm | 29.1 | 1.919 | Single | N/A | 232.8
| N2XH Enhanced Flex | 3c | 70mm | 34 | 2.603 | Single | 60 | 272
| N2XH Enhanced Flex | 3c | 95mm | 37.2 | 3.423 | Single | 60 | 297.6
| N2XH Enhanced Flex | 3c | 120mm | 41.2 | 4.316 | Single | 60 | 329.6
| N2XH Enhanced Flex | 3c | 150mm | 46.9 | 5.397 | Single | 63 | 375.2
| N2XH Enhanced Flex | 3c | 185mm | 53.4 | 6.761 | Single | 72 | 427.2
| N2XH Enhanced Flex | 3c | 240mm | 57.9 | 8.483 | Single | 72 | 463.2
| N2XH Enhanced Flex | 3c | 300mm | 65.3 | 10.583 | Single | 85 | 522.4
| N2XH Enhanced Flex | 3c | 400mm | 73.2 | 13.671 | Single | 85 | 585.6
| N2XH Enhanced Flex | 4c | 1.5mm | 11.3 | 0.193 | Single | N/A | 90.4
| N2XH Enhanced Flex | 4c | 2.5mm | 12.2 | 0.243 | Single | N/A | 97.6
| N2XH Enhanced Flex | 4c | 4mm | 13.4 | 0.32 | Single | N/A | 107.2
| N2XH Enhanced Flex | 4c | 6mm | 14.6 | 0.411 | Single | N/A | 116.8
| N2XH Enhanced Flex | 4c | 10mm | 17.5 | 0.62 | Single | N/A | 140
| N2XH Enhanced Flex | 4c | 16mm | 20.3 | 0.895 | Single | N/A | 162.4
| N2XH Enhanced Flex | 4c | 25mm | 24.9 | 1.34 | Single | N/A | 199.2
| N2XH Enhanced Flex | 4c | 35mm | 27.3 | 1.752 | Single | N/A | 218.4
| N2XH Enhanced Flex | 4c | 50mm | 32 | 2.449 | Single | 60 | 256
| N2XH Enhanced Flex | 4c | 70mm | 37.4 | 3.379 | Single | 60 | 299.2
| N2XH Enhanced Flex | 4c | 95mm | 41.2 | 4.387 | Single | 60 | 329.6
| N2XH Enhanced Flex | 4c | 120mm | 45.9 | 5.561 | Single | 63 | 367.2
| N2XH Enhanced Flex | 4c | 150mm | 51.9 | 7.091 | Single | 72 | 415.2
| N2XH Enhanced Flex | 4c | 185mm | 59.2 | 8.691 | Single | 79 | 473.6
| N2XH Enhanced Flex | 4c | 240mm | 64.4 | 10.919 | Single | 85 | 515.2
| N2XH Enhanced Flex | 4c | 300mm | 72.6 | 13.618 | Single | 96 | 580.8
| N2XH Enhanced Flex | 4c | 400mm | 80.8 | 17.511 | Single | 105 | 646.4
| N2XH Enhanced Flex | 1c | 1.5mm | 5.4 | 0.066 | Trefoil | N/A | 43.2
| N2XH Enhanced Flex | 1c | 2.5mm | 5.8 | 0.077 | Trefoil | N/A | 46.4
| N2XH Enhanced Flex | 1c | 4mm | 6.3 | 0.074 | Trefoil | N/A | 50.4
| N2XH Enhanced Flex | 1c | 6mm | 6.8 | 0.095 | Trefoil | N/A | 54.4
| N2XH Enhanced Flex | 1c | 10mm | 7.9 | 0.138 | Trefoil | N/A | 63.2
| N2XH Enhanced Flex | 1c | 16mm | 9.1 | 0.199 | Trefoil | N/A | 72.8
| N2XH Enhanced Flex | 1c | 25mm | 10.8 | 0.288 | Trefoil | N/A | 86.4
| N2XH Enhanced Flex | 1c | 35mm | 11.7 | 0.381 | Trefoil | N/A | 93.6
| N2XH Enhanced Flex | 1c | 50mm | 13.7 | 0.526 | Trefoil | N/A | 109.6
| N2XH Enhanced Flex | 1c | 70mm | 15.8 | 0.72 | Trefoil | N/A | 126.4
| N2XH Enhanced Flex | 1c | 95mm | 17.3 | 0.941 | Trefoil | N/A | 138.4
| N2XH Enhanced Flex | 1c | 120mm | 19 | 1.183 | Trefoil | 60 | 152
| N2XH Enhanced Flex | 1c | 150mm | 21.4 | 1.456 | Trefoil | 60 | 171.2
| N2XH Enhanced Flex | 1c | 185mm | 24.2 | 1.807 | Trefoil | 63 | 193.6
| N2XH Enhanced Flex | 1c | 240mm | 26.4 | 2.295 | Trefoil | 63 | 211.2
| N2XH Enhanced Flex | 1c | 300mm | 29.7 | 2.846 | Trefoil | 72 | 237.6
| N2XH Enhanced Flex | 1c | 400mm | 33.4 | 3.681 | Trefoil | 79 | 267.2
| N2XH Enhanced Flex | 1c | 500mm | 37.3 | 4.72 | Trefoil | 85 | 298.4
| N2XH Enhanced Flex | 1c | 630mm | 41.2 | 6.176 | Trefoil | 96 | 329.6
| N2XH Enhanced Flex | 1c | 1.5mm | 5.4 | 0.066 | Quadcleat | N/A | 43.2
| N2XH Enhanced Flex | 1c | 2.5mm | 5.8 | 0.077 | Quadcleat | N/A | 46.4
| N2XH Enhanced Flex | 1c | 4mm | 6.3 | 0.074 | Quadcleat | N/A | 50.4
| N2XH Enhanced Flex | 1c | 6mm | 6.8 | 0.095 | Quadcleat | N/A | 54.4
| N2XH Enhanced Flex | 1c | 10mm | 7.9 | 0.138 | Quadcleat | N/A | 63.2
| N2XH Enhanced Flex | 1c | 16mm | 9.1 | 0.199 | Quadcleat | N/A | 72.8
| N2XH Enhanced Flex | 1c | 25mm | 10.8 | 0.288 | Quadcleat | N/A | 86.4
| N2XH Enhanced Flex | 1c | 35mm | 11.7 | 0.381 | Quadcleat | N/A | 93.6
| N2XH Enhanced Flex | 1c | 50mm | 13.7 | 0.526 | Quadcleat | N/A | 109.6
| N2XH Enhanced Flex | 1c | 70mm | 15.8 | 0.72 | Quadcleat | N/A | 126.4
| N2XH Enhanced Flex | 1c | 95mm | 17.3 | 0.941 | Quadcleat | N/A | 138.4
| N2XH Enhanced Flex | 1c | 120mm | 19 | 1.183 | Quadcleat | N/A | 152
| N2XH Enhanced Flex | 1c | 150mm | 21.4 | 1.456 | Quadcleat | N/A | 171.2
| N2XH Enhanced Flex | 1c | 185mm | 24.2 | 1.807 | Quadcleat | 68 | 193.6
| N2XH Enhanced Flex | 1c | 240mm | 26.4 | 2.295 | Quadcleat | 70 | 211.2
| N2XH Enhanced Flex | 1c | 300mm | 29.7 | 2.846 | Quadcleat | 78 | 237.6
| N2XH Enhanced Flex | 1c | 400mm | 33.4 | 3.681 | Quadcleat | 90 | 267.2
| N2XH Enhanced Flex | 1c | 500mm | 37.3 | 4.72 | Quadcleat | 103 | 298.4
| N2XH Enhanced Flex | 1c | 630mm | 41.2 | 6.176 | Quadcleat | 103 | 329.6